{"text_format":"1","workbook":"xlsx","n_sheets":16,"sheets":["Welcome Sheet","A - General Information","B- Landlord's services ","Pass-through user guidance","B1- Tenant energy supplies","C - Additional Energy Data","D - Separable Energy Uses","E - Additions and subtractions","F - Functional spaces","Pre-certificate","LER Certificate","Data export","Energy calcs","Benchmarks","Lookups","Additional Information"],"not_rendered":{"charts":1,"images":12,"macros":1,"external_links":0,"defined_names":121,"comments":0,"pivot_tables":0},"unopened":[],"bounds":{"document_bytes":16777216,"sheet_cells":100000,"rows_first":2000,"rows_last":500,"rows_between":2000,"halvings":0,"cell_chars":16384,"cell_head_chars":4096},"cells_cut":0,"cells_raw":0,"read":"whole","date_system":"1900"}

{"sheet":"Welcome Sheet","index":0,"n_rows":89,"n_cols":12,"rows_kept":89,"cut":false,"hidden":false,"merged":[[84,0,84,2],[85,0,85,2],[19,0,19,2],[70,0,70,2],[49,2,49,6],[44,2,44,6],[45,2,45,6],[46,2,46,6],[48,2,48,6],[47,2,47,5],[6,0,6,18],[1,0,1,6],[2,0,2,6],[3,0,3,6],[4,0,4,6],[5,0,5,6],[14,1,14,4],[15,1,15,4],[16,1,16,4],[17,1,17,4],[18,1,18,4]]}
[null,null,{"$f":"'Welcome Sheet'!E71","v":"A"},{"$f":"'Welcome Sheet'!F71","v":"B"},{"$f":"'Welcome Sheet'!H71","v":0},{"$f":"'Welcome Sheet'!I71","v":0},{"$f":"'Welcome Sheet'!J71","v":0},{"$f":"'Welcome Sheet'!K71","v":"F"},{"$f":"G71","v":0}]
["Welcome to the \nLandlord's Energy Rating tool (LER)"]
["Version 1.14b"]
["The landlord's energy Rating (LER) is being developed by the Better Buildings Partnership as \nan industry-standard output format for rating the energy performance of landlord's services in multi-tenanted buildings.\nThis workbook helps you to collect the information required to produce an LER and calculates a DRAFT LER certificate."]
[]
["The tool collects data on energy supplies purchased by the landlord, energy passed through to tenants and, if known and for completeness, energy purchased by tenants."]
[]
[null,"Navigation Guide"]
[null,"This workbook is navigated using a navigation bar at the top of each screen.  Three to seven worksheets will need to be completed depending on the services and energy supplies in the building."]
[null,"Input data sheets are labelled A to F; completion of the required data on these worksheets will allow an LER certificate to be generated."]
[null,"Answer the questions in the table below then click on the \"Update navigation bar\" button.  This will change the colours of the arrows to indicate whether each sheet requires completion"]
[null,"Worksheets requiring completion will be coloured blue.  Worksheets that do not need to be completed are greyed out.  "]
[]
[]
[null,"Does the building use more than 3 main energy types? (excluding on site renewables):",null,null,null,"<Select>"]
[null,"Does the building include on-site renewables? ",null,null,null,"<Select>"]
[null,"Are any tenants counterparty to their own utility supplies?",null,null,null,"<Select>"]
[null,"Are separable energy uses present in the building?",null,null,null,"<Select>"]
[null,"Are any adjustments required to the landlord's energy use to correctly reflect in LER scope landlord services provision?",null,null,null,"<Select>"]
[]
[]
[]
[]
[]
[]
[]
[]
[]
[null,"Data Input sheets: Overview"]
[]
[null,null,"Welcome Sheet","A - General Information","B - Landlord Supplies","B1 - Tenant Energy Supplies","C - Additional Energy Data","D - Separables","E - Additions and Subtractions","F - Data for Benchmarking"]
[null,"Purpose","Tool introduction and to customise sheet navigation for building being assessed","Use this sheet to enter general information about the building","Use this sheet to define the supplies for which the Landlord is counterparty and the scope of the Landlord's services to the tenant","Use this sheet to define the supplies for which the tenant is counterparty. Aggregated data for all tenants should be entered into this sheet, if available.","Use this sheet to enter any additional energy supplies to which the landlord is counterparty, or for any on-site renewables","Use this sheet to detail exceptional energy uses to be excluded from the building's rated energy consumption and/or floor area","Use this sheet to enter adjustments (subtractions or additions) to reflect the full energy used within the scope of the LER (eg 'passed-through energy' and  'tenant supplements')","Use this sheet to record further information about the building, to allow an accurate benchmark to be calculated for the LER"]
[null,"How the sheet works","Using the questionnaire the navigation tool bar will update to reflect the sheets that should be populated. ","This is a data input tab only","This is a data input tab only","This is a data input tab only","This is a data input tab only","This is primarily a data input tab. It includes two tables which show the impact of separables input on rated consumption and rated floor area.","The energy purchased by the landlord may not mirror the Landlord Energy Rating scope . This sheet allows users to make adjustments to add and subtract from purchased energy until the desired scope is reached. A summary table is included which shows the impact of the adjustments on rated consumption.","This sheet allows users to identify the main heating fuel and also to provide information on how different spaces/tenancies in the building are used throughout the assessment period. Each space with a different period of use during the year or different hours of use are entered as individual \"functional spaces\"."]
[null,"Key fields","- Questionnaire fields","- Building details\n- Assessor details\n- Managing agent information\n- Floor area in NLA","- Energy consumption data for which landlord is counterparty (please note energy data should be aggregated by fuel type)\n- Extent of landlord services \n- Uses of passed-through energy for 'tenant supplements'\n","- Energy consumption data for which Tenant is counterparty (please note Energy data should be aggregated by fuel type)\n- Description of Tenant supplements to landlord services using Energy for which Tenant is counterparty","- Energy consumption data on further energy supplies (please note energy data should be aggregated by fuel type)\n- Energy generation data and description for on-site renewable energy sources (please note energy data should be aggregated by fuel type)","- If separables are present then the appropriate fields in the separable energy use table must be completed. Depending on the type of separable, this could lead to an adjustment of both rated energy consumption and rated floor area, or only one of these.","- For each addition or subtraction it is necessary to include:\n * A description\n * An allocated meter type\n * An allocated fuel type\n * The consumption \n * The period of consumption\n * Data quality details","- Main heating fuel should be identified\n- Spaces in the building that have different hours of use or void periods during the assessment period should be identified. "]
[]
[null,null,"Key to cell colour coding"]
[null,null,"Table header"]
[null,null,"Inputs"]
[null,null,"Input - dropdown"]
[null,null,"Output"]
[null,null,"Red border - essential field"]
[]
[null,"DEFINITION OF TERMS "]
[]
[null,"Separables","See Sheet D"]
[null,"Landlord services in LER scope","All energy used in common parts, dedicated car parks and external lighting plus all energy used in tenant demises for HVAC and  HWS to the standard of the BCO spec e.g. excluding central catering."]
[null,"\"Counterparty to\"","This is a contracted form of \"counterparty to the supply contract\" - e.g. the entity who is legally responsible for the supply contract."]
[null,"Passed-through energy","In many multi-let buildings, the landlord is counterparty to all the energy supply contracts.  Some of these energy supplies are 'passed-through' directly to the tenants without being transformed e.g. to HVAC services and the landlord recharges each tenant for the energy they receive in this way through the service charge, increasingly on the basis of sub-metering, especially for electricity supplies.  The LER can often be calculated where this 'passed through' energy is sub-metered."]
[null,"\"Actual\" and \"Estimated\"","Actual means data from measured floor plans, asset registers, physical meter readings and other formal, verifiable sources, \nEstimated means energy supplier estimated readings, or other approximations made by the user."]
[null,"BCO Specification","This refers to the specification for serviced offices as defined by the British Council for Offices (BCO) which can be found here: http://www.bco.org.uk/research/bcoguide/"]
[]
[]
[]
[]
[]
[]
[]
[]
[]
[]
[]
[]
[]
[]
[]
[null,{"$f":"OR(F15=\"Yes\",F16=\"Yes\")","v":false},null,null,null,null,null,"`"]
[null,{"$f":"F17=\"Yes\"","v":false}]
[null,{"$f":"F18=\"Yes\"","v":false}]
[null,{"$f":"F19=\"Yes\"","v":false}]
[]
[null,null,null,null,"A","B",{"$f":"IF(B67=TRUE,\"B1\",0)","v":0},{"$f":"IF(B66=TRUE,\"C\",0)","v":0},{"$f":"IF(B68=TRUE,\"D\",0)","v":0},{"$f":"IF(B69=TRUE, \"E\",0)","v":0},"F","Correct?"]
[null,"Basic data only",null,null,"A","B",null,null,null,null,"F",{"$f":"IF(AND(E72=$E$71,F72=$F$71,H72=$H$71,I72=$I$71,J72=$J$71,K72=$K$71),\"Yes\",\"\")","v":"Yes"}]
[null,"Energy/Renewables only",null,null,"A","B",null,"C",null,null,"F",""]
[null,"Sub metering only",null,null,"A","B",null,null,"D",null,"F",""]
[null,"Separables only",null,null,"A","B",null,null,null,"E","F",""]
[null,"Energy/renewables and Sub metering",null,null,"A","B",null,"C","D",null,"F",""]
[null,"Energy/renewables and Separables",null,null,"A","B",null,"C",null,"E","F",""]
[null,"Sub metering and Separables",null,null,"A","B",null,null,"D","E","F",""]
[null,"Energy/renewables, sub-metering and separables",null,null,"A","B",null,"C","D","E","F",""]
[]
[]
[]
[]
[]
[]
[]
[]
[]
["        "]

{"sheet":"A - General Information","index":1,"n_rows":97,"n_cols":32,"rows_kept":97,"cut":false,"hidden":false,"merged":[[8,2,8,9],[7,2,7,9],[153,2,153,9],[150,2,151,11],[44,5,44,7],[45,5,45,7],[37,4,38,8],[35,4,35,5],[33,2,33,9],[48,3,50,8]]}
[null,null,{"$f":"'Welcome Sheet'!E71","v":"A"},{"$f":"'Welcome Sheet'!F71","v":"B"},{"$f":"'Welcome Sheet'!H71","v":0},{"$f":"'Welcome Sheet'!I71","v":0},{"$f":"'Welcome Sheet'!J71","v":0},{"$f":"'Welcome Sheet'!K71","v":"F"},{"$f":"'Welcome Sheet'!G71","v":0}]
[]
[]
[]
[]
[]
[]
[null,null,"Input Sheet A: Core Information \nUse this sheet to enter general building information"]
[null,null,"General Information"]
[]
[null,null,null,"Name of building ",null,null,null,"Date Completed "]
[null,null,null,"Number of storeys above ground",null,null,null,"Issue date"]
[null,null,null,"Number of storeys below ground",null,null,null,"Assessor Name "]
[102,null,null,"Building Address ",null,null,null,"Assessor's employer",null,null,"The name of the managing agents or company"]
[103,null,null,"City ",null,null,null,"Assessor Number ",null,null,"The name of the individual who prepared the landlord's services statement"]
[105,null,null,"Postcode ",null,{"$f":"IF(ISBLANK(E16),\"\",Benchmarks!G112)","v":""},null,"Assessor's Telephone ",null,null,"Telephone contact for individual who prepared the landlord's services statement"]
[null,null,null,null,null,null,null,"Assessor's Email "]
[106,null,null,"Landlord's Name ",null,null,null,"Accreditation Scheme",null,null,"Email contact for individual who prepared the statement"]
[null,null,null,"Street "]
[null,null,null,"Town / City ",null,null,null,"Managing agent"]
[null,null,null,"Postcode ",null,null,null,"Managing agent representative"]
[null,null,null,"Landlord's Telephone ",null,null,null,"Contact email"]
[112,null,null,"Landlord's Email ",null,null,null,"Contact telephone",null,null,"The name of the Landlord as defined in the Tenant's lease"]
[]
[120,null,null,"Year Building Completed ",null,null,null,"Last year's LER rating (decimal stars)",null,null,"The name of the property for the tenancy"]
[null,null,null,"Building Location",null,null,null,"LER rating two years ago (decimal stars)"]
[]
[null,null,null,"Gross Internal Area (GIA)",null,null,null,"Net Lettable Area (NLA) "]
[null,null,null,"GIA Units ","m2",null,null,"NLA Units ","m2"]
[null,null,null,"Source of GIA Data ",null,null,null,"Source of NLA Data "]
[null,null,null,"Description of data source",null,null,null,"Description of data source"]
[135,null,null,null,null,null,null,null,null,null,"Basic Building type - Currently only Offices are supported."]
[]
[null,null,"Additional Building Information"]
[]
[null,null,null,"Year of Refurbishment ",null,null,null,"Year of Most Recent Fit out "]
[]
[null,null,null,"Extra Notes on Building "]
[]
[null,null,null,null,null,null,{"$f":"IF(F37='F - Functional spaces'!F178,0,IF(F37='F - Functional spaces'!F179,#REF!,#REF!*'A - General Information'!#REF!))","v":0}]
[]
[]
[null,null,null,"Feedback on this sheet"]
[]
[null,null,null,"Were the data entry fields clearly defined?",null,"<Select>"]
[null,null,null,"Was the required data readily available?",null,"<Select>"]
[]
[null,null,null,"Please provide any further comments or suggestions in the space below.  (300 characters max)",null,null,null,null,{"$f":"300-LEN(D49)&\" characters left\"","v":"300 characters left"}]
[]
[]
[]
[]
[]
[]
[]
[]
[]
[]
[]
[]
[]
[]
[]
[]
[]
[]
[]
[]
[]
[]
[]
[]
[]
[]
[]
[]
[]
[null,null,null,null,null,null,null,null,null,null,null,null,null,null,null,null,null,null,null,null,null,null,"DEC Data checker"]
[]
[null,null,null,null,null,null,null,null,null,null,null,null,null,null,null,null,null,null,null,null,null,"Electricity","Energy Supply A","Energy Supply B",null,null,"Energy Supply C","Energy Supply D","Renewable A","Renewable B","Renewable C"]
[null,null,null,null,null,null,null,null,null,null,null,null,null,null,null,null,null,null,null,null,null,{"$f":"#REF!-#REF!","v":{"$error":"#REF!"}},{"$f":"#REF!-#REF!","v":{"$error":"#REF!"}},{"$f":"#REF!-#REF!","v":{"$error":"#REF!"}},null,null,{"$f":"'C - Additional Energy Data'!I16-'C - Additional Energy Data'!I15","v":0},{"$f":"'C - Additional Energy Data'!K16-'C - Additional Energy Data'!K15","v":0},{"$f":"'C - Additional Energy Data'!G38-'C - Additional Energy Data'!G37","v":0},{"$f":"'C - Additional Energy Data'!I38-'C - Additional Energy Data'!I37","v":0},{"$f":"'C - Additional Energy Data'!K38-'C - Additional Energy Data'!K37","v":0},"Length"]
[null,null,null,null,null,null,null,null,null,null,null,null,null,null,null,null,null,null,null,null,null,null,{"$f":"#REF!-#REF!","v":{"$error":"#REF!"}},{"$f":"IF(#REF!=\"\",0,#REF!-#REF!)","v":{"$error":"#REF!"}},null,null,{"$f":"IF('C - Additional Energy Data'!I15=\"\",0,'C - Additional Energy Data'!I15-#REF!)","v":0},{"$f":"IF('C - Additional Energy Data'!K15=\"\",0,'C - Additional Energy Data'!K15-#REF!)","v":0},{"$f":"IF('C - Additional Energy Data'!G37=\"\",0,'C - Additional Energy Data'!G37-'A - General Information'!#REF!)","v":0},{"$f":"IF('C - Additional Energy Data'!I37=\"\",0,'C - Additional Energy Data'!I37-'A - General Information'!#REF!)","v":0},{"$f":"IF('C - Additional Energy Data'!K37=\"\",0,'C - Additional Energy Data'!K37-'A - General Information'!#REF!)","v":0},"Start date"]
[null,null,null,null,null,null,null,null,null,null,null,null,null,null,null,null,null,null,null,null,null,null,{"$f":"#REF!-#REF!","v":{"$error":"#REF!"}},{"$f":"IF(#REF!=\"\",0,#REF!-#REF!)","v":{"$error":"#REF!"}},null,null,{"$f":"IF('C - Additional Energy Data'!I16=\"\",0,'C - Additional Energy Data'!I16-#REF!)","v":0},{"$f":"IF('C - Additional Energy Data'!K16=\"\",0,'C - Additional Energy Data'!K16-#REF!)","v":0},{"$f":"IF('C - Additional Energy Data'!G38=\"\",0,'C - Additional Energy Data'!G38-'A - General Information'!#REF!)","v":0},{"$f":"IF('C - Additional Energy Data'!I38=\"\",0,'C - Additional Energy Data'!I38-'A - General Information'!#REF!)","v":0},{"$f":"IF('C - Additional Energy Data'!K38=\"\",0,'C - Additional Energy Data'!K38-'A - General Information'!#REF!)","v":0},"End date"]
[]
[null,null,null,null,null,null,null,null,null,null,null,null,null,null,null,null,null,null,null,null,null,{"$f":"IF(V81<350,1,0)","v":{"$error":"#REF!"}},{"$f":"IF(W81<350,1,0)","v":{"$error":"#REF!"}},{"$f":"IF(X81=0,0,IF(X81<334,1,0))","v":{"$error":"#REF!"}},null,null,{"$f":"IF(AA81=0,0,IF(AA81<334,1,0))","v":0},{"$f":"IF(AB81=0,0,IF(AB81<334,1,0))","v":0},{"$f":"IF(AC81=0,0,IF(AC81<334,1,0))","v":0},{"$f":"IF(AD81=0,0,IF(AD81<334,1,0))","v":0},{"$f":"IF(AE81=0,0,IF(AE81<334,1,0))","v":0},"Length - short"]
[null,null,null,null,null,null,null,null,null,null,null,null,null,null,null,null,null,null,null,null,null,{"$f":"IF(V81>380,1,0)","v":{"$error":"#REF!"}},{"$f":"IF(W81>396,1,0)","v":{"$error":"#REF!"}},{"$f":"IF(X81>396,1,0)","v":{"$error":"#REF!"}},null,null,{"$f":"IF(AA81>396,1,0)","v":0},{"$f":"IF(AB81>396,1,0)","v":0},{"$f":"IF(AC81>380,1,0)","v":0},{"$f":"IF(AD81>380,1,0)","v":0},{"$f":"IF(AE81>380,1,0)","v":0},"Length - long"]
[null,null,null,null,null,null,null,null,null,null,null,null,null,null,null,null,null,null,null,null,null,null,{"$f":"IF(AND(W82>=0,W82<=31),0,1)","v":{"$error":"#REF!"}},{"$f":"IF(AND(X82>=0,X82<=31),0,1)","v":{"$error":"#REF!"}},null,null,{"$f":"#N/A","v":{"$error":"#N/A"}},{"$f":"#N/A","v":{"$error":"#N/A"}},{"$f":"#N/A","v":{"$error":"#N/A"}},{"$f":"#N/A","v":{"$error":"#N/A"}},{"$f":"#N/A","v":{"$error":"#N/A"}},"Start date"]
[null,null,null,null,null,null,null,null,null,null,null,null,null,null,null,null,null,null,null,null,null,null,{"$f":"IF(AND(W83>=0,W83<=31),0,1)","v":{"$error":"#REF!"}},{"$f":"IF(AND(X83>=0,X83<=31),0,1)","v":{"$error":"#REF!"}},null,null,{"$f":"#N/A","v":{"$error":"#N/A"}},{"$f":"#N/A","v":{"$error":"#N/A"}},{"$f":"#N/A","v":{"$error":"#N/A"}},{"$f":"#N/A","v":{"$error":"#N/A"}},{"$f":"#N/A","v":{"$error":"#N/A"}},"End date"]
[]
[null,null,null,null,null,null,null,null,null,null,null,null,null,null,null,null,null,null,null,null,null,null,{"$f":"IF(W85=1,\"Consumption period too short\",IF(W86=1,\"Consumption period too long\",0))","v":{"$error":"#REF!"}},{"$f":"IF(X85=1,\"Consumption period too short\",IF(X86=1,\"Consumption period too long\",0))","v":{"$error":"#REF!"}},null,null,{"$f":"IF(AA85=1,\"Consumption period too short\",IF(AA86=1,\"Consumption period too long\",0))","v":0},{"$f":"IF(AB85=1,\"Consumption period too short\",IF(AB86=1,\"Consumption period too long\",0))","v":0},{"$f":"IF(AC85=1,\"Consumption period too short\",IF(AC86=1,\"Consumption period too long\",0))","v":0},{"$f":"IF(AD85=1,\"Consumption period too short\",IF(AD86=1,\"Consumption period too long\",0))","v":0},{"$f":"IF(AE85=1,\"Consumption period too short\",IF(AE86=1,\"Consumption period too long\",0))","v":0},"Length"]
[null,null,null,null,null,null,null,null,null,null,null,null,null,null,null,null,null,null,null,null,null,null,{"$f":"IF(W87=1, \"Start date not within 31 days\",0)","v":{"$error":"#REF!"}},{"$f":"IF(X87=1, \"Start date not within 31 days\",0)","v":{"$error":"#REF!"}},null,null,{"$f":"IF(AA87=1, \"Start date not within 31 days\",0)","v":{"$error":"#N/A"}},{"$f":"IF(AB87=1, \"Start date not within 31 days\",0)","v":{"$error":"#N/A"}},{"$f":"IF(AC87=1, \"Start date not within 31 days\",0)","v":{"$error":"#N/A"}},{"$f":"IF(AD87=1, \"Start date not within 31 days\",0)","v":{"$error":"#N/A"}},{"$f":"IF(AE87=1, \"Start date not within 31 days\",0)","v":{"$error":"#N/A"}},"Start date"]
[null,null,null,null,null,null,null,null,null,null,null,null,null,null,null,null,null,null,null,null,null,{"$f":"SUM(V85:V91)","v":{"$error":"#REF!"}},{"$f":"IF(W88=1, \"End date not within 31 days\",0)","v":{"$error":"#REF!"}},{"$f":"IF(X88=1, \"End date not within 31 days\",0)","v":{"$error":"#REF!"}},null,null,{"$f":"IF(AA88=1, \"End date not within 31 days\",0)","v":{"$error":"#N/A"}},{"$f":"IF(AB88=1, \"End date not within 31 days\",0)","v":{"$error":"#N/A"}},{"$f":"IF(AC88=1, \"End date not within 31 days\",0)","v":{"$error":"#N/A"}},{"$f":"IF(AD88=1, \"End date not within 31 days\",0)","v":{"$error":"#N/A"}},{"$f":"IF(AE88=1, \"End date not within 31 days\",0)","v":{"$error":"#N/A"}},"End date"]
[]
[null,null,null,null,null,null,null,null,null,null,null,null,null,null,null,null,null,null,null,null,null,null,{"$f":"IF(ISTEXT(W90),W90,IF(ISTEXT(W91),W91,IF(ISTEXT(W92),W92,\"\")))","v":""},{"$f":"IF(ISTEXT(X90),X90,IF(ISTEXT(X91),X91,IF(ISTEXT(X92),X92,\"\")))","v":""},null,null,{"$f":"IF(ISTEXT(AA90),AA90,IF(ISTEXT(AA91),AA91,IF(ISTEXT(AA92),AA92,\"\")))","v":""},{"$f":"IF(ISTEXT(AB90),AB90,IF(ISTEXT(AB91),AB91,IF(ISTEXT(AB92),AB92,\"\")))","v":""},{"$f":"IF(ISTEXT(AC90),AC90,IF(ISTEXT(AC91),AC91,IF(ISTEXT(AC92),AC92,\"\")))","v":""},{"$f":"IF(ISTEXT(AD90),AD90,IF(ISTEXT(AD91),AD91,IF(ISTEXT(AD92),AD92,\"\")))","v":""},{"$f":"IF(ISTEXT(AE90),AE90,IF(ISTEXT(AE91),AE91,IF(ISTEXT(AE92),AE92,\"\")))","v":""},"Summary"]
[]
[null,null,null,null,null,null,null,null,null,null,null,null,null,null,null,null,null,null,null,null,null,null,{"$f":"IF(SUM(W85:W88)>1,1,0)","v":{"$error":"#REF!"}},{"$f":"IF(SUM(X85:X88)>1,1,0)","v":{"$error":"#REF!"}},null,null,{"$f":"IF(SUM(AA85:AA88)>1,1,0)","v":{"$error":"#N/A"}},{"$f":"IF(SUM(AB85:AB88)>1,1,0)","v":{"$error":"#N/A"}},{"$f":"IF(SUM(AC85:AC88)>1,1,0)","v":{"$error":"#N/A"}},{"$f":"IF(SUM(AD85:AD88)>1,1,0)","v":{"$error":"#N/A"}},{"$f":"IF(SUM(AE85:AE88)>1,1,0)","v":{"$error":"#N/A"}},"Overall"]
[null,null,null,null,null,null,null,null,null,null,null,null,null,null,null,null,null,null,null,null,null,null,{"$f":"\"No - Check \" & W80","v":"No - Check Energy Supply A"},{"$f":"\"No - Check \" & X80","v":"No - Check Energy Supply B"},null,null,{"$f":"\"No - Check \" & AA80","v":"No - Check Energy Supply C"},{"$f":"\"No - Check \" & AB80","v":"No - Check Energy Supply D"},{"$f":"\"No - Check \" & AC80","v":"No - Check Renewable A"},{"$f":"\"No - Check \" & AD80","v":"No - Check Renewable B"},{"$f":"\"No - Check \" & AE80","v":"No - Check Renewable C"}]

{"sheet":"B- Landlord's services ","index":2,"n_rows":51,"n_cols":9,"rows_kept":51,"cut":false,"hidden":false,"merged":[[6,2,6,9],[47,5,47,7],[48,5,48,7],[51,3,53,8],[32,6,32,8],[7,2,7,9],[30,2,30,9],[24,2,24,3],[33,6,33,8],[38,6,38,7]]}
[null,null,{"$f":"'Welcome Sheet'!E71","v":"A"},{"$f":"'Welcome Sheet'!F71","v":"B"},{"$f":"'Welcome Sheet'!H71","v":0},{"$f":"'Welcome Sheet'!I71","v":0},{"$f":"'Welcome Sheet'!J71","v":0},{"$f":"'Welcome Sheet'!K71","v":"F"},{"$f":"'Welcome Sheet'!G71","v":0}]
["B"]
[]
[]
[]
[]
[null,null,"Input Sheet B: Landlord's supplies\nUse this sheet to define the supplies for which the landlord is counterparty and the scope of the landlord's services to tenants"]
[null,null,"Annual energy usage - all supplies to which the landlord is counterparty\nThis should include separable energy uses - this consumptioon will be subtracted later."]
[]
[null,null,null,null,"Electricity",null,"Natural Gas",null,"Further Energy Supply A"]
[null,null,null,"Energy Supply ","Mains Electricity",null,"Natural Gas"]
[null,null,null,"Description (Optional) "]
[null,null,null,"Unit ","kWh",null,"kWh"]
[null,null,null,"Period Start "]
[null,null,null,"Period End "]
[null,null,null,"Total Consumption "]
[null,null,null,"Adjust consumption to 365 days?","<Select>",null,"<Select>",null,"<Select>"]
[null,null,null,"Source of Data ","<Select>",null,"<Select>",null,"<Select>"]
[null,null,null,"Annual Usage (kWh) ",{"$f":"IF(E16=0,0,IF(E17=\"Yes\",E16*(365/(E15-E14)), E16)*HLOOKUP(E13,ConvTab,VLOOKUP(E11,ConvTabRow,2,FALSE),FALSE))","v":0},null,{"$f":"IF(G16=0,0,IF(G17=\"Yes\",G16*(365/(G15-G14)), G16)*HLOOKUP(G13,ConvTab,VLOOKUP(G11,ConvTabRow,2,FALSE),FALSE))","v":0},null,{"$f":"IF(I16=0,0,IF(I17=\"Yes\",I16*(365/(I15-I14)), I16)*HLOOKUP(I13,ConvTab,VLOOKUP(I11,ConvTabRow,2,FALSE),FALSE))","v":0}]
[null,null,null,"kWh / m2 NLA ",{"$f":"VLOOKUP(E11,EnergyTable,'Energy calcs'!$G$14,FALSE)","v":{"$error":"#DIV/0!"}},null,{"$f":"VLOOKUP(G11,EnergyTable,'Energy calcs'!$G$14,FALSE)","v":{"$error":"#DIV/0!"}},null,{"$f":"VLOOKUP(I11,EnergyTable,'Energy calcs'!$G$14,FALSE)","v":{"$error":"#N/A"}}]
[null,null,null,"kg CO2 / m2 NLA ",{"$f":"VLOOKUP(E11,EnergyTable,'Energy calcs'!$K$14,FALSE)","v":{"$error":"#DIV/0!"}},null,{"$f":"VLOOKUP(G11,EnergyTable,'Energy calcs'!$K$14,FALSE)","v":{"$error":"#DIV/0!"}},null,{"$f":"VLOOKUP(I11,EnergyTable,'Energy calcs'!$K$14,FALSE)","v":{"$error":"#N/A"}}]
[null,null,null,"Do dates meet LER alignment standards?",{"$f":"IF(OR(E14=\"\",E15=\"\"),\"Not applicable\",IF((365-(E15-E14))>31,\"No - data Period too short\",IF((365-(E15-E14))<-31,\"No-Data period too long\",IF(ABS(E14-ElecStDat)>31,\"No - Start date varies by >31 days\",IF(ABS(E15-ElecEndDate)>31,\"No - End date varies by >31 days\",\"Yes\")))))","v":"Not applicable"},null,{"$f":"IF(OR(G14=\"\",G15=\"\"),\"Not applicable\",IF((365-(G15-G14))>31,\"No - data Period too short\",IF((365-(G15-G14))<-31,\"No-Data period too long\",IF(ABS(G14-ElecStDat)>31,\"No - Start date varies by >31 days\",IF(ABS(G15-ElecEndDate)>31,\"No - End date varies by >31 days\",\"Yes\")))))","v":"Not applicable"},null,{"$f":"IF(OR(I14=\"\",I15=\"\"),\"Not applicable\",IF((365-(I15-I14))>31,\"No - data Period too short\",IF((365-(I15-I14))<-31,\"No-Data period too long\",IF(ABS(I14-ElecStDat)>31,\"No - Start date varies by >31 days\",IF(ABS(I15-ElecEndDate)>31,\"No - End date varies by >31 days\",\"Yes\")))))","v":"Not applicable"}]
[null,null,null,"Source data quality",{"$f":"VLOOKUP(E18,QAFuelConsTable,2,FALSE)","v":"N/A"},null,{"$f":"VLOOKUP(G18,QAFuelConsTable,2,FALSE)","v":"N/A"},null,{"$f":"VLOOKUP(I18,QAFuelConsTable,2,FALSE)","v":"N/A"}]
[null,null,null,"Consumption figure range check ",{"$f":"IF(E17=\"Yes\",ABS(E19-E16*HLOOKUP(E13,ConvTab,VLOOKUP(E11,ConvTabRow,2,FALSE),FALSE)),0)","v":0},null,{"$f":"IF(G17=\"Yes\",ABS(G19-G16*HLOOKUP(G13,ConvTab,VLOOKUP(G11,ConvTabRow,2,FALSE),FALSE)),0)","v":0},null,{"$f":"IF(I17=\"Yes\",ABS(I19-I16*HLOOKUP(I13,ConvTab,VLOOKUP(I11,ConvTabRow,2,FALSE),FALSE)),0)","v":0}]
[null,null,"User specified carbon factor (kg CO2 /kWh) "]
[null,null,null,"Default Carbon Factor ",{"$f":"IF(ISBLANK(E11),\" \",VLOOKUP(E11,FuelsTable,3,FALSE))","v":0.55000000000000004},null,{"$f":"IF(ISBLANK(G11),\" \",VLOOKUP(G11,FuelsTable,3,FALSE))","v":0.19400000000000001},null,{"$f":"IF(ISBLANK(I11),\" \",VLOOKUP(I11,FuelsTable,3,FALSE))","v":" "}]
[null,null,null,"Do dates meet LER quality standards?",{"$f":"IF(OR(E14=\"\",E15=\"\"),\"Not applicable\",IF((365-(E15-E14))>7,\"No - data Period too short\",IF((365-(E15-E14))<-7,\"No-Data period too long\",\"Yes\")))","v":"Not applicable"},null,{"$f":"IF(OR(G14=\"\",G15=\"\"),\"Not applicable\",IF((365-(G15-G14))>7,\"No - data Period too short\",IF((365-(G15-G14))<-7,\"No-Data period too long\",\"Yes\")))","v":"Not applicable"},null,{"$f":"IF(OR(I14=\"\",I15=\"\"),\"Not applicable\",IF((365-(I15-I14))>7,\"No - data Period too short\",IF((365-(I15-I14))<-7,\"No-Data period too long\",\"Yes\")))","v":"Not applicable"}]
[null,null,null,"Description of data source"]
[null,null,null,"Number of meters included in this supply: "]
[]
[null,null,"Extent of Landlord's Energy Services\nNote: any energy used by separable energy uses will be discounted from the LER. \nAnswer these drop-down questions as if separable energy uses were not present"]
[]
[null,null,null,null,"What energy is the landlord counterparty to in this building? ",null,"<Select>"]
[null,null,null,null,"Does this building have landlord's services energy metering?",null,"<Select>"]
[null,null,null,"Does the landlord provide HVAC to tenant demises?","Yes"]
[]
[null,null,null,"Landlord HVAC to Common Parts ","<Select>",null,null,"Energy for Lifts & Escalators","<Select>"]
[null,null,null,"Landlord HVAC to Tenant Demises","<Select>",null,null,"Energy for external lighting","<Select>"]
[null,null,null,"Tenant use of passed-through energy for HVAC","<Select>",null,"If 'Other' HVAC selected in cell E38, describe here"]
[null,null,null,"Tenant use of passed-through energy for HWS ","<Select>"]
[]
[null,null,null,"Number of indoor car parking spaces",null,null,null,"Number of outdoor car parking spaces "]
[]
[]
[]
[null,null,null,"Feedback on this sheet"]
[]
[null,null,null,"Were the data entry fields clearly defined?",null,"<Select>"]
[null,null,null,"Was the required data readily available?",null,"<Select>"]
[]
[null,null,null,"Please provide any further comments or suggestions in the space below.  (300 characters max)",null,null,null,null,{"$f":"300-LEN(D52)&\" characters left\"","v":"300 characters left"}]

{"sheet":"Pass-through user guidance","index":3,"n_rows":59,"n_cols":8,"rows_kept":59,"cut":false,"hidden":false,"merged":[[58,3,58,18],[14,3,14,18]]}
[null,{"$f":"'Welcome Sheet'!D71","v":0},{"$f":"'Welcome Sheet'!E71","v":"A"},{"$f":"'Welcome Sheet'!G71","v":0},{"$f":"'Welcome Sheet'!H71","v":0},{"$f":"'Welcome Sheet'!I71","v":0},{"$f":"'Welcome Sheet'!J71","v":0},{"$f":"'Welcome Sheet'!F71","v":"B"}]
[]
[]
[]
[]
[]
[null,null,"Tool data entry overview and definitions"]
[]
[null,null,"Definition of \"Passed through\" energy"]
[]
[null,null,"In order for the tool to correctly calculate the energy use which falls within the scope of the LER assessment, it is necessary to distiguish between energy supplies to which the tenants are"]
[null,null,"counterparty, and energy for which the landlord is the counterparty, but that is passed on to the tenants for use in their demises (for any end use).  The written definition of passed through energy and "]
[null,null,"a graphical representation are provided below."]
[]
[null,null,"Passed-through energy","In many multi-let buildings, the landlord is counterparty to all the energy supply contracts.  Some of these energy supplies are 'passed-through' directly to the tenants without being transformed e.g. to HVAC services and the landlord recharges each tenant for the energy they receive in this way through the service charge, increasingly on the basis of sub-metering, especially for electricity supplies.  The LER can often be calculated where this 'passed through' energy is sub-metered."]
[]
[]
[]
[]
[]
[]
[]
[]
[]
[]
[]
[]
[]
[]
[]
[]
[]
[]
[]
[]
[]
[]
[]
[]
[]
[]
[]
[]
[]
[]
[]
[null,null,"Tool data entry overview"]
[]
[null,null,"The flow chart below is a simplified representation of the possible energy and servicing arrangements in a building with both tenant and landlord counterparty energy supplies"]
[null,null,"The primary purpose of this schematic is to clarify the energy uses which are considered inside or outside LER scope, and show how \"passed-through\" energy is important in "]
[null,null,"determining the energy used for end uses within the LER scope."]
[]
[null,null,"It also identifies the circumstances where subtractions or additions will be required in the tool in order to generate a complete LER assessment."]
[]
[null,null,"Landlord counterparty energy is considered \"in scope\" by default, whereas tenant counterparty energy is considered \"out of scope\" by default.  Hence \"pass through\" energy supplied to the building via "]
[null,null,"landlord counterparty meters which is transferred to the tenant's demises as energy (e.g. electricity or gas) should be deducted from the LER total.  "]
[null,null,"Some of this energy may be used by the tenant to deliver services which are within the LER scope (e.g. HVAC or HWS). Where this is the case additions should be made to reflect this energy use."]
[]
[null,null,"Passed-through energy","In many multi-let buildings, the landlord is counterparty to all the energy supply contracts.  Some of these energy supplies are 'passed-through' directly to the tenants without being transformed e.g. to HVAC services and the landlord recharges each tenant for the energy they receive in this way through the service charge, increasingly on the basis of sub-metering, especially for electricity supplies.  The LER can often be calculated where this 'passed through' energy is sub-metered."]

{"sheet":"B1- Tenant energy supplies","index":4,"n_rows":43,"n_cols":9,"rows_kept":43,"cut":false,"hidden":false,"merged":[[29,2,29,9],[40,5,40,7],[43,3,45,8],[6,2,6,9],[7,2,7,9],[24,2,24,3],[39,5,39,7],[31,6,33,8]]}
[null,null,{"$f":"'Welcome Sheet'!E71","v":"A"},{"$f":"'Welcome Sheet'!F71","v":"B"},{"$f":"'Welcome Sheet'!H71","v":0},{"$f":"'Welcome Sheet'!I71","v":0},{"$f":"'Welcome Sheet'!J71","v":0},{"$f":"'Welcome Sheet'!K71","v":"F"},{"$f":"'Welcome Sheet'!G71","v":0}]
["B"]
[]
[]
[]
[]
[null,null,"Input Sheet B1: Tenant energy supplies\nUse this sheet to define the supplies for which the tenant is counterparty. Aggregated data for all tenants should be entered on this sheet."]
[null,null,"Annual energy usage - \nAll supplies purchased directly from utility companies to which tenants are counterparty (if known)"]
[]
[null,null,null,null,"Tenant electricity meters",null,"Tenant energy supply 1",null,"Tenant energy supply 2"]
[null,null,null,"Energy Supply ","Mains Electricity"]
[null,null,null,"Description (Optional) "]
[null,null,null,"Unit ","kWh"]
[null,null,null,"Period Start "]
[null,null,null,"Period End "]
[null,null,null,"Total Consumption "]
[null,null,null,"Adjust consumption to 365 days?","<Select>",null,"<Select>",null,"<Select>"]
[null,null,null,"Source of Data ","<Select>",null,"<Select>",null,"<Select>"]
[null,null,null,"Annual Usage (kWh) ",{"$f":"IF(E16=0,0,IF(E17=\"Yes\",E16*(365/(E15-E14)), E16)*HLOOKUP(E13,ConvTab,VLOOKUP(E11,ConvTabRow,2,FALSE),FALSE))","v":0},null,{"$f":"IF(G16=0,0,IF(G17=\"Yes\",G16*(365/(G15-G14)), G16)*HLOOKUP(G13,ConvTab,VLOOKUP(G11,ConvTabRow,2,FALSE),FALSE))","v":0},null,{"$f":"IF(I16=0,0,IF(I17=\"Yes\",I16*(365/(I15-I14)), I16)*HLOOKUP(I13,ConvTab,VLOOKUP(I11,ConvTabRow,2,FALSE),FALSE))","v":0}]
[null,null,null,"kWh / m2 NLA ",{"$f":"VLOOKUP(E11,EnergyTable,'Energy calcs'!$G$14,FALSE)","v":{"$error":"#DIV/0!"}},null,{"$f":"VLOOKUP(G11,EnergyTable,'Energy calcs'!$G$14,FALSE)","v":{"$error":"#N/A"}},null,{"$f":"VLOOKUP(I11,EnergyTable,'Energy calcs'!$G$14,FALSE)","v":{"$error":"#N/A"}}]
[null,null,null,"kg CO2 / m2 NLA ",{"$f":"VLOOKUP(E11,EnergyTable,'Energy calcs'!$K$14,FALSE)","v":{"$error":"#DIV/0!"}},null,{"$f":"VLOOKUP(G11,EnergyTable,'Energy calcs'!$K$14,FALSE)","v":{"$error":"#N/A"}},null,{"$f":"VLOOKUP(I11,EnergyTable,'Energy calcs'!$K$14,FALSE)","v":{"$error":"#N/A"}}]
[null,null,null,"Do dates meet LER alignment standards?",{"$f":"IF(OR(E14=\"\",E15=\"\"),\"Not applicable\",IF((365-(E15-E14))>31,\"No - data Period too short\",IF((365-(E15-E14))<-31,\"No-Data period too long\",IF(ABS(E14-ElecStDat)>31,\"No - Start date varies by >31 days\",IF(ABS(E15-ElecEndDate)>31,\"No - End date varies by >31 days\",\"Yes\")))))","v":"Not applicable"},null,{"$f":"IF(OR(G14=\"\",G15=\"\"),\"Not applicable\",IF((365-(G15-G14))>31,\"No - data Period too short\",IF((365-(G15-G14))<-31,\"No-Data period too long\",IF(ABS(G14-ElecStDat)>31,\"No - Start date varies by >31 days\",IF(ABS(G15-ElecEndDate)>31,\"No - End date varies by >31 days\",\"Yes\")))))","v":"Not applicable"},null,{"$f":"IF(OR(I14=\"\",I15=\"\"),\"Not applicable\",IF((365-(I15-I14))>31,\"No - data Period too short\",IF((365-(I15-I14))<-31,\"No-Data period too long\",IF(ABS(I14-ElecStDat)>31,\"No - Start date varies by >31 days\",IF(ABS(I15-ElecEndDate)>31,\"No - End date varies by >31 days\",\"Yes\")))))","v":"Not applicable"}]
[null,null,null,"Source data quality",{"$f":"VLOOKUP(E18,QAFuelConsTable,2,FALSE)","v":"N/A"},null,{"$f":"VLOOKUP(G18,QAFuelConsTable,2,FALSE)","v":"N/A"},null,{"$f":"VLOOKUP(I18,QAFuelConsTable,2,FALSE)","v":"N/A"}]
[null,null,null,"Consumption figure range check ",{"$f":"IF(E11=\"<Select>\",\"\",IF((E19/#REF!)<=VLOOKUP(E11,#REF!,15,FALSE),\"Value appears low\",IF(E19/#REF!>=VLOOKUP(E11,#REF!,16,FALSE),\"Value appears high\",\"Within normal limits\")))","v":{"$error":"#REF!"}},null,{"$f":"IF(G11=\"<Select>\",\"\",IF((G19/#REF!)<=VLOOKUP(G11,#REF!,15,FALSE),\"Value appears low\",IF(G19/#REF!>=VLOOKUP(G11,#REF!,16,FALSE),\"Value appears high\",\"Within normal limits\")))","v":{"$error":"#REF!"}},null,{"$f":"IF(I11=\"<Select>\",\"\",IF((I19/#REF!)<=VLOOKUP(I11,#REF!,15,FALSE),\"Value appears low\",IF(I19/#REF!>=VLOOKUP(I11,#REF!,16,FALSE),\"Value appears high\",\"Within normal limits\")))","v":{"$error":"#REF!"}}]
[null,null,"User specified carbon factor (kg CO2 /kWh) "]
[null,null,null,"Default Carbon Factor ",{"$f":"IF(ISBLANK(E11),\" \",VLOOKUP(E11,FuelsTable,3,FALSE))","v":0.55000000000000004},null,{"$f":"IF(ISBLANK(G11),\" \",VLOOKUP(G11,FuelsTable,3,FALSE))","v":" "},null,{"$f":"IF(ISBLANK(I11),\" \",VLOOKUP(I11,FuelsTable,3,FALSE))","v":" "}]
[null,null,null,"Description of data source"]
[null,null,null,"Number of meters included in this supply: "]
[]
[null,null,"Description of tenant supplement of landlords services using energy to which tenants are counterparty"]
["Yes",null,null,null,null,null,"Please provide any further comments about the tenant supplements in the box below"]
[null,null,null,"Tenant supplement to landlords HVAC services","<Select>"]
[]
[null,null,null,"Tenant supplement to landlords HWS services","<Select>"]
[]
[]
[]
[null,null,null,"Feedback on this sheet"]
[]
[null,null,null,"Were the data entry fields clearly defined?",null,"<Select>"]
[null,null,null,"Was the required data readily available?",null,"<Select>"]
[]
[null,null,null,"Please provide any further comments or suggestions in the space below.  (300 characters max)",null,null,null,null,{"$f":"300-LEN(D44)&\" characters left\"","v":"300 characters left"}]

{"sheet":"C - Additional Energy Data","index":5,"n_rows":118,"n_cols":45,"rows_kept":118,"cut":false,"hidden":false,"merged":[[7,3,7,12],[8,3,8,12],[31,3,31,12],[155,3,155,12],[83,29,83,32],[76,32,76,35],[58,4,60,11],[54,7,54,8],[55,7,55,8],[67,37,67,43],[76,37,76,41],[153,3,153,12],[62,36,62,39],[67,31,67,36],[62,32,62,35]]}
[null,null,{"$f":"'Welcome Sheet'!E71","v":"A"},{"$f":"'Welcome Sheet'!F71","v":"B"},{"$f":"'Welcome Sheet'!H71","v":0},{"$f":"'Welcome Sheet'!I71","v":0},{"$f":"'Welcome Sheet'!J71","v":0},{"$f":"'Welcome Sheet'!K71","v":"F"},{"$f":"'Welcome Sheet'!G71","v":0}]
[]
[]
[]
[]
[]
[]
[null,null,null,"Input Sheet C: Additional Energy Data \nUse this sheet to enter any additional energy supplies to which the Landlord is counterparty, or provided by on-site renewables"]
[null,null,null,"Additional Energy Data"]
[" "]
[null,null,null,null,null,null,"Further Energy Supply B",null,"Further Energy Supply C",null,"Further Energy Supply D"]
[null,null,null,null,null,"Energy Supply "]
[null,null,null,null,null,"Description "]
[null,null,null,null,null,"Units "]
[null,null,null,null,null,"Period Start "]
[null,null,null,null,null,"Period End "]
[null,null,null,null,null,"Total Consumption "]
[null,null,null,null,null,"Adjust consumption to 365 days?","<Select>",null,"<Select>",null,"<Select>"]
[null,null,null,null,null,"Source of Data ","<Select>",null,"<Select>",null,"<Select>"]
[null,null,null,null,null,"Annual Usage (kWh) ",{"$f":"IF(ISBLANK(G17),\" \",IF(G18=\"Yes\",G17*(365/(G16-G15)), G17)*HLOOKUP(G14,ConvTab,VLOOKUP(G12,ConvTabRow,2,FALSE),FALSE))","v":" "},null,{"$f":"IF(ISBLANK(I17),\" \",IF(I18=\"Yes\",I17*(365/(I16-I15)), I17)*HLOOKUP(I14,ConvTab,VLOOKUP(I12,ConvTabRow,2,FALSE),FALSE))","v":" "},null,{"$f":"IF(ISBLANK(K17),\" \",IF(K18=\"Yes\",K17*(365/(K16-K15)), K17)*HLOOKUP(K14,ConvTab,VLOOKUP(K12,ConvTabRow,2,FALSE),FALSE))","v":" "}]
[null,null,null,null,null,"kWh / m2 NLA ",{"$f":"VLOOKUP(G12,EnergyTable,'Energy calcs'!$G$14,FALSE)","v":{"$error":"#N/A"}},null,{"$f":"VLOOKUP(I12,EnergyTable,'Energy calcs'!$G$14,FALSE)","v":{"$error":"#N/A"}},null,{"$f":"VLOOKUP(K12,EnergyTable,'Energy calcs'!$G$14,FALSE)","v":{"$error":"#N/A"}}]
[null,null,null,null,null,"kg CO2 / m2 NLA ",{"$f":"VLOOKUP(G12,EnergyTable,'Energy calcs'!$K$14,FALSE)","v":{"$error":"#N/A"}},null,{"$f":"VLOOKUP(I12,EnergyTable,'Energy calcs'!$K$14,FALSE)","v":{"$error":"#N/A"}},null,{"$f":"VLOOKUP(K12,EnergyTable,'Energy calcs'!$K$14,FALSE)","v":{"$error":"#N/A"}}]
[null,null,null,null,null,"Do dates meet LER alignment standards?",{"$f":"IF(OR(G15=\"\",G16=\"\"),\"Not applicable\",IF((365-(G16-G15))>31,\"No - data Period too short\",IF((365-(G16-G15))<-31,\"No-Data period too long\",IF(ABS(G15-ElecStDat)>31,\"No - Start date varies by >31 days\",IF(ABS(G16-ElecEndDate)>31,\"No - End date varies by >31 days\",\"Yes\")))))","v":"Not applicable"},null,{"$f":"IF(OR(I15=\"\",I16=\"\"),\"Not applicable\",IF((365-(I16-I15))>31,\"No - data Period too short\",IF((365-(I16-I15))<-31,\"No-Data period too long\",IF(ABS(I15-ElecStDat)>31,\"No - Start date varies by >31 days\",IF(ABS(I16-ElecEndDate)>31,\"No - End date varies by >31 days\",\"Yes\")))))","v":"Not applicable"},null,{"$f":"IF(OR(K15=\"\",K16=\"\"),\"Not applicable\",IF((365-(K16-K15))>31,\"No - data Period too short\",IF((365-(K16-K15))<-31,\"No-Data period too long\",IF(ABS(K15-ElecStDat)>31,\"No - Start date varies by >31 days\",IF(ABS(K16-ElecEndDate)>31,\"No - End date varies by >31 days\",\"Yes\")))))","v":"Not applicable"}]
[null,null,null,null,null,"Source data quality",{"$f":"VLOOKUP(G19,QAFuelConsTable,2,FALSE)","v":"N/A"},null,{"$f":"VLOOKUP(I19,QAFuelConsTable,2,FALSE)","v":"N/A"},null,{"$f":"VLOOKUP(K19,QAFuelConsTable,2,FALSE)","v":"N/A"}]
[null,null,null,null,null,"Consumption figure range check ",{"$f":"IF(G18=\"Yes\",ABS(G20-G17*HLOOKUP(G14,ConvTab,VLOOKUP(G12,ConvTabRow,2,FALSE),FALSE)),0)","v":0},null,{"$f":"IF(I18=\"Yes\",ABS(I20-I17*HLOOKUP(I14,ConvTab,VLOOKUP(I12,ConvTabRow,2,FALSE),FALSE)),0)","v":0},null,{"$f":"IF(K18=\"Yes\",ABS(K20-K17*HLOOKUP(K14,ConvTab,VLOOKUP(K12,ConvTabRow,2,FALSE),FALSE)),0)","v":0}]
[null,null,null,null,null,"User specified carbon factor (kg CO2 /kWh) ",0.4]
[null,null,null,null,null,"Default Carbon Factor ",{"$f":"IF(ISBLANK(G12),\" \",VLOOKUP(G12,FuelsTable,3,FALSE))","v":" "},null,{"$f":"IF(ISBLANK(I12),\" \",VLOOKUP(I12,FuelsTable,3,FALSE))","v":" "},null,{"$f":"IF(ISBLANK(K12),\" \",VLOOKUP(K12,FuelsTable,3,FALSE))","v":" "}]
[null,null,null,null,null,"Do dates meet LER quality standards?",{"$f":"IF(OR(G15=\"\",G16=\"\"),\"Not applicable\",IF((365-(G16-G15))>7,\"No - data Period too short\",IF((365-(G16-G15))<-7,\"No-Data period too long\",\"Yes\")))","v":"Not applicable"},null,{"$f":"IF(OR(I15=\"\",I16=\"\"),\"Not applicable\",IF((365-(I16-I15))>7,\"No - data Period too short\",IF((365-(I16-I15))<-7,\"No-Data period too long\",\"Yes\")))","v":"Not applicable"},null,{"$f":"IF(OR(K15=\"\",K16=\"\"),\"Not applicable\",IF((365-(K16-K15))>7,\"No - data Period too short\",IF((365-(K16-K15))<-7,\"No-Data period too long\",\"Yes\")))","v":"Not applicable"}]
[null,null,null,null,null,"Description of data source"]
[null,null,null,null,null,"Number of meters included in this supply: "]
[]
[null,null,null,"On-site Renewable Generation"]
[]
[null,null,null,null,null,null,"Renewable A",null,"Renewable B",null,"Renewable C"]
[null,null,null,null,null,"Renewable Type ","<Select>",null,"<Select>",null,"<Select>"]
[null,null,null,null,null,"Displaced Fuel Type ","<Select>",null,"<Select>",null,"<Select>"]
[null,null,null,null,null,"Period Start "]
[null,null,null,null,null,"Period End "]
[null,null,null,null,null,"Total Generation (kWh) "]
[null,null,null,null,null,"Adjust consumption to 365 days?","<Select>",null,"<Select>",null,"<Select>"]
[null,null,null,null,null,"Annual Generation (kWh) ",{"$f":"IF(ISBLANK(G39),\"\",IF(G40=\"Yes\",G39*(365/(G38-G37)),G39))","v":""},null,{"$f":"IF(ISBLANK(I39),\"\",IF(I40=\"Yes\",I39*(365/(I38-I37)),I39))","v":""},null,{"$f":"IF(ISBLANK(K39),\"\",IF(K40=\"Yes\",K39*(365/(K38-K37)),K39))","v":""}]
[null,null,null,null,null,"Source of Data ","<Select>",null,"<Select>",null,"<Select>"]
[null,null,null,null,null,"Source data quality",null,null,{"$f":"VLOOKUP(I42,QAFuelConsTable,2,FALSE)","v":"N/A"},null,{"$f":"VLOOKUP(K42,QAFuelConsTable,2,FALSE)","v":"N/A"}]
[null,null,null,null,null,"Annual CO2 savings (t).",{"$f":"IF(G36=\"<Select>\",0,#REF!)","v":0},null,{"$f":"IF(I36=\"<Select>\",0,#REF!)","v":0},null,{"$f":"IF(K36=\"<Select>\",0,#REF!)","v":0}]
[null,null,null,null,null,"kWh / m2 ",{"$f":"G41/NLA","v":{"$error":"#VALUE!"}},null,{"$f":"I41/NLA","v":{"$error":"#VALUE!"}},null,{"$f":"K41/NLA","v":{"$error":"#VALUE!"}}]
[null,null,null,null,null,"kg CO2 / m2 ",{"$f":"IF(G44=0,0,G44/'A - General Information'!#REF!*1000)","v":0},null,{"$f":"IF(I44=0,0,I44/'A - General Information'!#REF!*1000)","v":0},null,{"$f":"IF(K44=0,0,K44/'A - General Information'!#REF!*1000)","v":0}]
[null,null,null,null,null,"Do dates meet LER alignment standards?",{"$f":"IF(OR(G37=\"\",G38=\"\"),\"Not applicable\",IF((365-(G38-G37))>31,\"No - data Period too short\",IF((365-(G38-G37))<-31,\"No-Data period too long\",IF(ABS(G37-ElecStDat)>31,\"No - Start date varies by >31 days\",IF(ABS(G38-ElecEndDate)>31,\"No - End date varies by >31 days\",\"Yes\")))))","v":"Not applicable"},null,{"$f":"IF(OR(I37=\"\",I38=\"\"),\"Not applicable\",IF((365-(I38-I37))>31,\"No - data Period too short\",IF((365-(I38-I37))<-31,\"No-Data period too long\",IF(ABS(I37-ElecStDat)>31,\"No - Start date varies by >31 days\",IF(ABS(I38-ElecEndDate)>31,\"No - End date varies by >31 days\",\"Yes\")))))","v":"Not applicable"},null,{"$f":"IF(OR(K37=\"\",K38=\"\"),\"Not applicable\",IF((365-(K38-K37))>31,\"No - data Period too short\",IF((365-(K38-K37))<-31,\"No-Data period too long\",IF(ABS(K37-ElecStDat)>31,\"No - Start date varies by >31 days\",IF(ABS(K38-ElecEndDate)>31,\"No - End date varies by >31 days\",\"Yes\")))))","v":"Not applicable"}]
[null,null,null,null,null,"Description of data source"]
[null,null,null,null,null,"Number of meters included in this supply: "]
[]
[]
[null,null,null,null,null,null,null,null,null,null,null,null,null,null,null,null,"HIDDEN ROWS UNDER HERE FOR LISTS ETC "]
[null,null,null,null,"Feedback on this sheet"]
[null,null,null,null,null,null,null,null,null,null,null,null,null,null,null,null,null,"HIDDEN LIST DATA BELOW THIS LINE:"]
[null,null,null,null,"Were the data entry fields clearly defined?",null,null,"<Select>",null,null,null,null,null,null,null,null,null,null,null,null,null,null,null,null,null,null,null,null,null,null,"<Select>"]
[null,null,null,null,"Was the required data readily available?",null,null,"<Select>",null,null,null,null,null,null,null,null,null,null,"<Select>","<Select>",null,null,null,null,"<Select>",null,null,null,null,null,"Supplier Meter","Satisfactory"]
[null,null,null,null,null,null,null,null,null,null,null,null,null,null,null,null,{"$f":"'A - General Information'!#REF!","v":{"$error":"#REF!"}},1,{"$f":"#REF!","v":{"$error":"#REF!"}},"<Select>","kWh",null,null,null,2000,null,null,"2000-01-01","2000-12-31",null,"Supplier Delivery","Requires verification"]
[null,null,null,null,"Please provide any further comments or suggestions in the space below.  (300 characters max)",null,null,null,null,null,null,{"$f":"300-LEN(G59)&\" characters left\"","v":"300 characters left"},null,null,null,null,null,2,{"$f":"#REF!","v":{"$error":"#REF!"}},"<Select>","kWh","m3","cuft",null,2001,null,null,"2001-01-01","2001-12-31",null,"Supplier Estimate","Requires verification"]
[null,null,null,null,null,null,null,null,null,null,null,null,null,null,null,null,null,3,{"$f":"#REF!","v":{"$error":"#REF!"}},"<Select>","kWh","litres","tonnes",null,2002,null,null,"2002-01-01","2002-12-31",null,"Supplier Invoice","Requires verification"]
[null,null,null,null,null,null,null,null,null,null,null,null,null,null,null,null,null,4,{"$f":"#REF!","v":{"$error":"#REF!"}},"<Select>","kWh","litres",null,null,2003,null,null,"2003-01-01","2003-12-31",null,"Landlord Meter","Requires verification"]
[null,null,null,null,null,null,null,null,null,null,null,null,null,null,null,null,null,5,{"$f":"#REF!","v":{"$error":"#REF!"}},"<Select>","kWh","tonnes",null,null,2004,null,null,"2004-01-01","2004-12-31",null,"Landlord Delivery","Requires verification"]
[null,null,null,null,null,null,null,null,null,null,null,null,null,null,null,null,null,6,{"$f":"#REF!","v":{"$error":"#REF!"}},"<Select>","kWh","m3","cuft","tonnes",2005,null,null,"2005-01-01","2005-12-31",null,"Landlord Estimate","Requires verification"]
[null,null,null,null,null,null,null,null,null,null,null,null,null,null,null,null,null,7,{"$f":"#REF!","v":{"$error":"#REF!"}},"<Select>","kWh","m3","cuft",null,2006,null,null,"2006-01-01","2006-12-31",null,"Accredited Assessor Estimate","Satisfactory"]
[null,null,null,null,null,null,null,null,null,null,null,null,null,null,null,null,null,8,{"$f":"#REF!","v":{"$error":"#REF!"}},"<Select>","kWh","tonnes",null,null,2007,null,null,"2007-01-01","2007-12-31",null,"Other","Requires verification"]
[null,null,null,null,null,null,null,null,null,null,null,null,null,null,null,null,null,9,{"$f":"#REF!","v":{"$error":"#REF!"}},"<Select>","kWh","tonnes",null,null,2008,null,null,"2008-01-01","2008-12-31"]
[null,null,null,null,null,null,null,null,null,null,null,null,null,null,null,null,null,10,{"$f":"#REF!","v":{"$error":"#REF!"}},"<Select>","kWh","litres","tonnes",null,2009,null,null,"2009-01-01","2009-12-31"]
[null,null,null,null,null,null,null,null,null,null,null,null,null,null,null,null,null,11,{"$f":"#REF!","v":{"$error":"#REF!"}},"<Select>","kWh","litres","tonnes",null,2010,null,null,"2010-01-01","2010-12-31"]
[null,null,null,null,null,null,null,null,null,null,null,null,null,null,null,null,null,12,{"$f":"#REF!","v":{"$error":"#REF!"}},"<Select>","kWh",null,null,null,2011,null,null,"2011-01-01","2011-12-31",null,null,"kWh / m2",null,null,null,null,null,"kg CO2 / m2"]
[null,null,null,null,null,null,null,null,null,null,null,null,null,null,null,null,null,13,{"$f":"#REF!","v":{"$error":"#REF!"}},"<Select>","kWh",null,null,null,2012,null,null,"2012-01-01","2012-12-31",null,"Year",{"$f":"'A - General Information'!#REF!","v":{"$error":"#REF!"}},{"$f":"'A - General Information'!#REF!","v":{"$error":"#REF!"}},{"$f":"'A - General Information'!#REF!","v":{"$error":"#REF!"}},{"$f":"I12","v":0},{"$f":"K12","v":0},"Fuel & Thermal",{"$f":"AF69","v":{"$error":"#REF!"}},{"$f":"AG69","v":{"$error":"#REF!"}},{"$f":"AH69","v":{"$error":"#REF!"}},{"$f":"AI69","v":0},{"$f":"AJ69","v":0},"Fuel & Thermal","Total","Renewables"]
[null,null,null,null,null,null,null,null,null,null,null,null,null,null,null,null,null,14,{"$f":"IF(ISBLANK(#REF!),\"\",#REF!)","v":{"$error":"#REF!"}},"<Select>","kWh",null,null,null,2013,null,null,"2013-01-01","2013-12-31",null,{"$f":"#REF!","v":{"$error":"#REF!"}},{"$f":"IF(#REF!<1,0,IF(#REF!=\"\",0,#REF!/#REF!))","v":{"$error":"#REF!"}},{"$f":"IF(#REF!<1,0,IF(#REF!=\"\",0,#REF!*#REF!/#REF!))","v":{"$error":"#REF!"}},{"$f":"IF(#REF!<1,0,IF(#REF!=\"\",0,#REF!*#REF!/#REF!))","v":{"$error":"#REF!"}},{"$f":"IF(#REF!<1,0,IF(#REF!=\"\",0,#REF!*#REF!/#REF!))","v":{"$error":"#REF!"}},{"$f":"IF(#REF!<1,0,IF(#REF!=\"\",0,#REF!*#REF!/#REF!))","v":{"$error":"#REF!"}},{"$f":"SUM(AG70:AJ70)-AK78","v":{"$error":"#REF!"}},{"$f":"IF(AF70=0,0,AF70*#REF!)","v":{"$error":"#REF!"}},{"$f":"IF(AG70=0,0,AG70*#REF!)","v":{"$error":"#REF!"}},{"$f":"IF(AH70=0,0,AH70*#REF!)","v":{"$error":"#REF!"}},{"$f":"IF(AI70=0,0,AI70*#REF!)","v":{"$error":"#REF!"}},{"$f":"IF(AJ70=0,0,AJ70*#REF!)","v":{"$error":"#REF!"}},{"$f":"SUM(AM70:AP70)-AQ78","v":{"$error":"#REF!"}},{"$f":"SUM(AL70:AP70)","v":{"$error":"#REF!"}}]
[null,null,null,null,null,null,null,null,null,null,null,null,null,null,null,null,null,15,{"$f":"IF(ISBLANK(#REF!),\"\",#REF!)","v":{"$error":"#REF!"}},"<Select>","kWh",null,null,null,2014,null,null,"2014-01-01","2014-12-31",null,{"$f":"#REF!","v":{"$error":"#REF!"}},{"$f":"IF(#REF!=\"\",0,#REF!/#REF!)","v":{"$error":"#REF!"}},{"$f":"IF(#REF!=\"\",0,#REF!*#REF!/#REF!)","v":{"$error":"#REF!"}},{"$f":"IF(#REF!=\"\",0,#REF!*#REF!/#REF!)","v":{"$error":"#REF!"}},{"$f":"IF(#REF!=\"\",0,#REF!*#REF!/#REF!)","v":{"$error":"#REF!"}},{"$f":"IF(#REF!=\"\",0,#REF!*#REF!/#REF!)","v":{"$error":"#REF!"}},{"$f":"SUM(AG71:AJ71)-AK79","v":{"$error":"#REF!"}},{"$f":"IF(AF71=0,0,AF71*#REF!)","v":{"$error":"#REF!"}},{"$f":"IF(AG71=0,0,AG71*#REF!)","v":{"$error":"#REF!"}},{"$f":"IF(AH71=0,0,AH71*#REF!)","v":{"$error":"#REF!"}},{"$f":"IF(AI71=0,0,AI71*#REF!)","v":{"$error":"#REF!"}},{"$f":"IF(AJ71=0,0,AJ71*#REF!)","v":{"$error":"#REF!"}},{"$f":"SUM(AM71:AP71)-AQ79","v":{"$error":"#REF!"}},{"$f":"SUM(AL71:AP71)","v":{"$error":"#REF!"}}]
[null,null,null,null,null,null,null,null,null,null,null,null,null,null,null,null,null,16,{"$f":"IF(ISBLANK(#REF!),\"\",#REF!)","v":{"$error":"#REF!"}},"<Select>","kWh",null,null,null,2015,null,null,"2015-01-01","2015-12-31",null,{"$f":"#REF!","v":{"$error":"#REF!"}},{"$f":"IF(#REF!=\"\",0,#REF!/#REF!)","v":{"$error":"#REF!"}},{"$f":"IF(#REF!=\"\",0,#REF!*#REF!/#REF!)","v":{"$error":"#REF!"}},{"$f":"IF(#REF!=\"\",0,#REF!*#REF!/#REF!)","v":{"$error":"#REF!"}},{"$f":"IF(#REF!=\"\",0,#REF!*#REF!/#REF!)","v":{"$error":"#REF!"}},{"$f":"IF(#REF!=\"\",0,#REF!*#REF!/#REF!)","v":{"$error":"#REF!"}},{"$f":"SUM(AG72:AJ72)-AK80","v":{"$error":"#REF!"}},{"$f":"IF(AF72=0,0,AF72*#REF!)","v":{"$error":"#REF!"}},{"$f":"IF(AG72=0,0,AG72*#REF!)","v":{"$error":"#REF!"}},{"$f":"IF(AH72=0,0,AH72*#REF!)","v":{"$error":"#REF!"}},{"$f":"IF(AI72=0,0,AI72*#REF!)","v":{"$error":"#REF!"}},{"$f":"IF(AJ72=0,0,AJ72*#REF!)","v":{"$error":"#REF!"}},{"$f":"SUM(AM72:AP72)-AQ80","v":{"$error":"#REF!"}},{"$f":"SUM(AL72:AP72)","v":{"$error":"#REF!"}}]
[null,null,null,null,null,null,null,null,null,null,null,null,null,null,null,null,null,17,{"$f":"IF(ISBLANK(#REF!),\"\",#REF!)","v":{"$error":"#REF!"}},"<Select>","kWh",null,null,null,2016,null,null,"2016-01-01","2016-12-31",null,{"$f":"#REF!","v":{"$error":"#REF!"}},{"$f":"IF(#REF!=\"\",0,#REF!/#REF!)","v":{"$error":"#REF!"}},{"$f":"IF(#REF!=\"\",0,#REF!*#REF!/#REF!)","v":{"$error":"#REF!"}},{"$f":"IF(#REF!=\"\",0,#REF!*#REF!/#REF!)","v":{"$error":"#REF!"}},{"$f":"IF(#REF!=\"\",0,#REF!*#REF!/#REF!)","v":{"$error":"#REF!"}},{"$f":"IF(#REF!=\"\",0,#REF!*#REF!/#REF!)","v":{"$error":"#REF!"}},{"$f":"SUM(AG73:AJ73)-AK81","v":{"$error":"#REF!"}},{"$f":"IF(AF73=0,0,AF73*#REF!)","v":{"$error":"#REF!"}},{"$f":"IF(AG73=0,0,AG73*#REF!)","v":{"$error":"#REF!"}},{"$f":"IF(AH73=0,0,AH73*#REF!)","v":{"$error":"#REF!"}},{"$f":"IF(AI73=0,0,AI73*#REF!)","v":{"$error":"#REF!"}},{"$f":"IF(AJ73=0,0,AJ73*#REF!)","v":{"$error":"#REF!"}},{"$f":"SUM(AM73:AP73)-AQ81","v":{"$error":"#REF!"}},{"$f":"SUM(AL73:AP73)","v":{"$error":"#REF!"}}]
[null,null,null,null,null,null,null,null,null,null,null,null,null,null,null,null,null,18,{"$f":"IF(ISBLANK(#REF!),\"\",#REF!)","v":{"$error":"#REF!"}},"<Select>","kWh",null,null,null,2017,null,null,"2017-01-01","2017-12-31",null,{"$f":"#REF!","v":{"$error":"#REF!"}},{"$f":"IF(#REF!=\"\",0,#REF!/#REF!)","v":{"$error":"#REF!"}},{"$f":"IF(#REF!=\"\",0,#REF!*#REF!/#REF!)","v":{"$error":"#REF!"}},{"$f":"IF(#REF!=\"\",0,#REF!*#REF!/#REF!)","v":{"$error":"#REF!"}},{"$f":"IF(#REF!=\"\",0,#REF!*#REF!/#REF!)","v":{"$error":"#REF!"}},{"$f":"IF(#REF!=\"\",0,#REF!*#REF!/#REF!)","v":{"$error":"#REF!"}},{"$f":"SUM(AG74:AJ74)-AK82","v":{"$error":"#REF!"}},{"$f":"IF(AF74=0,0,AF74*#REF!)","v":{"$error":"#REF!"}},{"$f":"IF(AG74=0,0,AG74*#REF!)","v":{"$error":"#REF!"}},{"$f":"IF(AH74=0,0,AH74*#REF!)","v":{"$error":"#REF!"}},{"$f":"IF(AI74=0,0,AI74*#REF!)","v":{"$error":"#REF!"}},{"$f":"IF(AJ74=0,0,AJ74*#REF!)","v":{"$error":"#REF!"}},{"$f":"SUM(AM74:AP74)-AQ82","v":{"$error":"#REF!"}},{"$f":"SUM(AL74:AP74)","v":{"$error":"#REF!"}}]
[null,null,null,null,null,null,null,null,null,null,null,null,null,null,null,null,null,19,{"$f":"IF(ISBLANK(#REF!),\"\",#REF!)","v":{"$error":"#REF!"}},"<Select>","kWh",null,null,null,2018,null,null,"2018-01-01","2018-12-31"]
[null,null,null,null,null,null,null,null,null,null,null,null,null,null,null,null,null,20,{"$f":"IF(ISBLANK(#REF!),\"\",#REF!)","v":{"$error":"#REF!"}},"<Select>","kWh",null,null,null,2019,null,null,"2019-01-01","2019-12-31"]
[null,null,null,null,null,null,null,null,null,null,null,null,null,null,null,null,null,21,{"$f":"IF(ISBLANK(#REF!),\"\",#REF!)","v":{"$error":"#REF!"}},"<Select>","kWh",null,null,null,2020,null,null,"2020-01-01","2020-12-31",null,null,null,"District Electricity (kWh)",null,null,null,"Total","District Electricity (kWh)",null,null,null,null,"Total"]
[null,null,null,null,null,null,null,null,null,null,null,null,null,null,null,null,null,22,{"$f":"IF(ISBLANK(#REF!),\"\",#REF!)","v":{"$error":"#REF!"}},"<Select>","kWh",null,null,null,null,null,null,null,null,null,{"$f":"AE70","v":{"$error":"#REF!"}},null,{"$f":"IF($AG$69=$AG$77,AG70,0)","v":{"$error":"#REF!"}},{"$f":"IF($AH$69=$AG$77,AH70,0)","v":{"$error":"#REF!"}},{"$f":"IF($AI$69=$AG$77,AI70,0)","v":0},{"$f":"IF($AJ$69=$AG$77,AJ70,0)","v":0},{"$f":"SUM(AG78:AJ78)","v":{"$error":"#REF!"}},null,{"$f":"IF($AM$69=$AG$77,AM70,0)","v":{"$error":"#REF!"}},{"$f":"IF($AN$69=$AG$77,AN70,0)","v":{"$error":"#REF!"}},{"$f":"IF($AO$69=$AG$77,AO70,0)","v":0},{"$f":"IF($AP$69=$AG$77,AP70,0)","v":0},{"$f":"SUM(AM78:AP78)","v":{"$error":"#REF!"}}]
[null,null,null,null,null,null,null,null,null,null,null,null,null,null,null,null,null,23,{"$f":"IF(ISBLANK(#REF!),\"\",#REF!)","v":{"$error":"#REF!"}},"<Select>","kWh",null,null,null,null,null,null,null,null,null,{"$f":"AE71","v":{"$error":"#REF!"}},null,{"$f":"IF($AG$69=$AG$77,AG71,0)","v":{"$error":"#REF!"}},{"$f":"IF($AH$69=$AG$77,AH71,0)","v":{"$error":"#REF!"}},{"$f":"IF($AI$69=$AG$77,AI71,0)","v":0},{"$f":"IF($AJ$69=$AG$77,AJ71,0)","v":0},{"$f":"SUM(AG79:AJ79)","v":{"$error":"#REF!"}},null,{"$f":"IF($AM$69=$AG$77,AM71,0)","v":{"$error":"#REF!"}},{"$f":"IF($AN$69=$AG$77,AN71,0)","v":{"$error":"#REF!"}},{"$f":"IF($AO$69=$AG$77,AO71,0)","v":0},{"$f":"IF($AP$69=$AG$77,AP71,0)","v":0},{"$f":"SUM(AM79:AP79)","v":{"$error":"#REF!"}}]
[null,null,null,null,null,null,null,null,null,null,null,null,null,null,null,null,null,24,{"$f":"IF(ISBLANK(#REF!),\"\",#REF!)","v":{"$error":"#REF!"}},"<Select>","kWh",null,null,null,null,null,null,null,null,null,{"$f":"AE72","v":{"$error":"#REF!"}},null,{"$f":"IF($AG$69=$AG$77,AG72,0)","v":{"$error":"#REF!"}},{"$f":"IF($AH$69=$AG$77,AH72,0)","v":{"$error":"#REF!"}},{"$f":"IF($AI$69=$AG$77,AI72,0)","v":0},{"$f":"IF($AJ$69=$AG$77,AJ72,0)","v":0},{"$f":"SUM(AG80:AJ80)","v":{"$error":"#REF!"}},null,{"$f":"IF($AM$69=$AG$77,AM72,0)","v":{"$error":"#REF!"}},{"$f":"IF($AN$69=$AG$77,AN72,0)","v":{"$error":"#REF!"}},{"$f":"IF($AO$69=$AG$77,AO72,0)","v":0},{"$f":"IF($AP$69=$AG$77,AP72,0)","v":0},{"$f":"SUM(AM80:AP80)","v":{"$error":"#REF!"}}]
[null,null,null,null,null,null,null,null,null,null,null,null,null,null,null,null,null,25,{"$f":"IF(ISBLANK(#REF!),\"\",#REF!)","v":{"$error":"#REF!"}},"<Select>","kWh",null,null,null,null,null,null,null,null,null,{"$f":"AE73","v":{"$error":"#REF!"}},null,{"$f":"IF($AG$69=$AG$77,AG73,0)","v":{"$error":"#REF!"}},{"$f":"IF($AH$69=$AG$77,AH73,0)","v":{"$error":"#REF!"}},{"$f":"IF($AI$69=$AG$77,AI73,0)","v":0},{"$f":"IF($AJ$69=$AG$77,AJ73,0)","v":0},{"$f":"SUM(AG81:AJ81)","v":{"$error":"#REF!"}},null,{"$f":"IF($AM$69=$AG$77,AM73,0)","v":{"$error":"#REF!"}},{"$f":"IF($AN$69=$AG$77,AN73,0)","v":{"$error":"#REF!"}},{"$f":"IF($AO$69=$AG$77,AO73,0)","v":0},{"$f":"IF($AP$69=$AG$77,AP73,0)","v":0},{"$f":"SUM(AM81:AP81)","v":{"$error":"#REF!"}}]
[null,null,null,null,null,null,null,null,null,null,null,null,null,null,null,null,null,26,{"$f":"IF(ISBLANK(#REF!),\"\",#REF!)","v":{"$error":"#REF!"}},"<Select>","kWh",null,null,null,null,null,null,null,null,null,{"$f":"AE74","v":{"$error":"#REF!"}},null,{"$f":"IF($AG$69=$AG$77,AG74,0)","v":{"$error":"#REF!"}},{"$f":"IF($AH$69=$AG$77,AH74,0)","v":{"$error":"#REF!"}},{"$f":"IF($AI$69=$AG$77,AI74,0)","v":0},{"$f":"IF($AJ$69=$AG$77,AJ74,0)","v":0},{"$f":"SUM(AG82:AJ82)","v":{"$error":"#REF!"}},null,{"$f":"IF($AM$69=$AG$77,AM74,0)","v":{"$error":"#REF!"}},{"$f":"IF($AN$69=$AG$77,AN74,0)","v":{"$error":"#REF!"}},{"$f":"IF($AO$69=$AG$77,AO74,0)","v":0},{"$f":"IF($AP$69=$AG$77,AP74,0)","v":0},{"$f":"SUM(AM82:AP82)","v":{"$error":"#REF!"}}]
[null,null,null,null,null,null,null,null,null,null,null,null,null,null,null,null,null,27,{"$f":"IF(ISBLANK(#REF!),\"\",#REF!)","v":{"$error":"#REF!"}},"<Select>","kWh"]
[null,null,null,null,null,null,null,null,null,null,null,null,null,null,null,null,null,28,{"$f":"IF(ISBLANK(#REF!),\"\",#REF!)","v":{"$error":"#REF!"}},"<Select>","kWh",null,null,null,"Degree days lookup",null,null,null,null,"Offsets"]
[null,null,null,null,null,null,null,null,null,null,null,null,null,null,null,null,null,29,null,"<Select>","kWh",null,null,null,null,null,null,null,null,1,2,3,"All"]
[null,null,null,null,null,null,null,null,null,null,null,null,null,null,null,null,null,30,{"$f":"IF(ISBLANK(#REF!),\"\",#REF!)","v":{"$error":"#REF!"}},"<Select>","kWh",null,null,null,null,{"$f":"'A - General Information'!#REF!","v":{"$error":"#REF!"}},null,null,"Offsite Renewables",{"$f":"IF(#REF!=AC86,#REF!,0)","v":{"$error":"#REF!"}},{"$f":"IF(#REF!=AC86,#REF!,0)","v":{"$error":"#REF!"}},{"$f":"IF(#REF!=AC86,#REF!,0)","v":{"$error":"#REF!"}},{"$f":"SUM(AD86:AF86)","v":{"$error":"#REF!"}}]
[null,null,null,null,null,null,null,null,null,null,null,null,null,null,null,null,null,null,null,null,null,null,null,{"$f":"YEAR(#REF!)","v":{"$error":"#REF!"}},{"$f":"#REF!","v":{"$error":"#REF!"}},{"$f":"HLOOKUP($Z$86,#REF!,2,FALSE)","v":{"$error":"#REF!"}},null,null,"Green Tariff",{"$f":"IF(#REF!=AC87,#REF!,0)","v":{"$error":"#REF!"}},{"$f":"IF(#REF!=AC87,#REF!,0)","v":{"$error":"#REF!"}},{"$f":"IF(#REF!=AC87,#REF!,0)","v":{"$error":"#REF!"}},{"$f":"SUM(AD87:AF87)","v":{"$error":"#REF!"}}]
[null,null,null,null,null,null,null,null,null,null,null,null,null,null,null,null,null,null,null,null,null,null,null,{"$f":"YEAR(#REF!)","v":{"$error":"#REF!"}},{"$f":"#REF!","v":{"$error":"#REF!"}},{"$f":"HLOOKUP($Z$86,#REF!,3,FALSE)","v":{"$error":"#REF!"}},null,null,"Carbon Credits",{"$f":"IF(#REF!=AC88,#REF!,0)","v":{"$error":"#REF!"}},{"$f":"IF(#REF!=AC88,#REF!,0)","v":{"$error":"#REF!"}},{"$f":"IF(#REF!=AC88,#REF!,0)","v":{"$error":"#REF!"}},{"$f":"SUM(AD88:AF88)","v":{"$error":"#REF!"}}]
[null,null,null,null,null,null,null,null,null,null,null,null,null,null,null,null,null,null,null,null,null,null,null,{"$f":"YEAR(#REF!)","v":{"$error":"#REF!"}},{"$f":"#REF!","v":{"$error":"#REF!"}},{"$f":"HLOOKUP($Z$86,#REF!,4,FALSE)","v":{"$error":"#REF!"}}]
[null,null,null,null,null,null,null,null,null,null,null,null,null,null,null,null,null,null,null,null,null,null,null,{"$f":"YEAR(#REF!)","v":{"$error":"#REF!"}},{"$f":"#REF!","v":{"$error":"#REF!"}},{"$f":"HLOOKUP($Z$86,#REF!,5,FALSE)","v":{"$error":"#REF!"}},null,null,"Offsite Renewables",{"$f":"IF(#REF!=AC90,#REF!,\"\")","v":{"$error":"#REF!"}},{"$f":"IF(#REF!=AC90,#REF!,\"\")","v":{"$error":"#REF!"}},{"$f":"IF(#REF!=AC90,#REF!,\"\")","v":{"$error":"#REF!"}},{"$f":"AD90 & AE90&  AF90","v":{"$error":"#REF!"}}]
[null,null,null,null,null,null,null,null,null,null,null,null,null,null,null,null,null,"Renewables",null,null,null,null,null,{"$f":"YEAR(#REF!)","v":{"$error":"#REF!"}},{"$f":"#REF!","v":{"$error":"#REF!"}},{"$f":"HLOOKUP($Z$86,#REF!,6,FALSE)","v":{"$error":"#REF!"}},null,null,"Green Tariff",{"$f":"IF(#REF!=AC91,#REF!,\"\")","v":{"$error":"#REF!"}},{"$f":"IF(#REF!=AC91,#REF!,\"\")","v":{"$error":"#REF!"}},{"$f":"IF(#REF!=AC91,#REF!,\"\")","v":{"$error":"#REF!"}},{"$f":"AD91 & AE91&  AF91","v":{"$error":"#REF!"}}]
[null,null,null,null,null,null,null,null,null,null,null,null,null,null,null,null,null,"<Select>",null,null,null,null,null,null,{"$f":"#REF!","v":{"$error":"#REF!"}},{"$f":"HLOOKUP($Z$86,#REF!,7,FALSE)","v":{"$error":"#REF!"}},null,null,"Carbon Credits",{"$f":"IF(#REF!=AC92,#REF!,\"\")","v":{"$error":"#REF!"}},{"$f":"IF(#REF!=AC92,#REF!,\"\")","v":{"$error":"#REF!"}},{"$f":"IF(#REF!=AC92,#REF!,\"\")","v":{"$error":"#REF!"}},{"$f":"AD92 & AE92&  AF92","v":{"$error":"#REF!"}}]
[null,null,null,null,null,null,null,null,null,null,null,null,null,null,null,null,null,"Photovoltaics","RES Electricity",null,null,null,null,null,{"$f":"#REF!","v":{"$error":"#REF!"}},{"$f":"HLOOKUP($Z$86,#REF!,8,FALSE)","v":{"$error":"#REF!"}}]
[null,null,null,null,null,null,null,null,null,null,null,null,null,null,null,null,null,"Wind Turbine","RES Electricity",null,null,null,null,null,{"$f":"#REF!","v":{"$error":"#REF!"}},{"$f":"HLOOKUP($Z$86,#REF!,9,FALSE)","v":{"$error":"#REF!"}}]
[null,null,null,null,null,null,null,null,null,null,null,null,null,null,null,null,null,"Hydroelectric","RES Electricity",null,null,null,null,null,{"$f":"#REF!","v":{"$error":"#REF!"}},{"$f":"HLOOKUP($Z$86,#REF!,10,FALSE)","v":{"$error":"#REF!"}}]
[null,null,null,null,null,null,null,null,null,null,null,null,null,null,null,null,null,"Solar Thermal","RES Thermal",null,null,null,null,null,{"$f":"#REF!","v":{"$error":"#REF!"}},{"$f":"HLOOKUP($Z$86,#REF!,11,FALSE)","v":{"$error":"#REF!"}}]
[null,null,null,null,null,null,null,null,null,null,null,null,null,null,null,null,null,"Site-produced Biofuels","RES Thermal",null,null,null,null,null,{"$f":"#REF!","v":{"$error":"#REF!"}},{"$f":"HLOOKUP($Z$86,#REF!,12,FALSE)","v":{"$error":"#REF!"}}]
[null,null,null,null,null,null,null,null,null,null,null,null,null,null,null,null,null,"Other",null,null,null,null,null,null,{"$f":"#REF!","v":{"$error":"#REF!"}},{"$f":"HLOOKUP($Z$86,#REF!,13,FALSE)","v":{"$error":"#REF!"}}]
[]
[]
[]
[]
[null,null,null,null,null,null,null,null,null,null,null,null,null,null,null,null,null,"Accredited offsets"]
[null,null,null,null,null,null,null,null,null,null,null,null,null,null,null,null,null,"<Select>",null,"<Select>",1]
[null,null,null,null,null,null,null,null,null,null,null,null,null,null,null,null,null,"Offsite Renewables",null,"m2",2,null,null,"<Select>","<Select>",null,"Elec start",{"$f":"'A - General Information'!#REF!","v":{"$error":"#REF!"}}]
[null,null,null,null,null,null,null,null,null,null,null,null,null,null,null,null,null,"Green Tariff",null,"ft2",3,null,null,"Administration","Head Office",null,"Elec end",{"$f":"'A - General Information'!#REF!","v":{"$error":"#REF!"}}]
[null,null,null,null,null,null,null,null,null,null,null,null,null,null,null,null,null,"Carbon Credits",null,null,4,null,null,"Financial Services","Local Office"]
[null,null,null,null,null,null,null,null,null,null,null,null,null,null,null,null,null,"<Select>",null,null,5,null,null,"Information Technology","Business Centre"]
[null,null,null,null,null,null,null,null,null,null,null,null,null,null,null,null,null,"Yes",null,null,6,null,null,"Other","Data Centre"]
[null,null,null,null,null,null,null,null,null,null,null,null,null,null,null,null,null,"No",null,null,7,null,null,null,"Other"]
[null,null,null,null,null,null,null,null,null,null,null,null,null,null,null,null,null,null,null,null,8]
[null,null,null,null,null,null,null,null,null,null,null,null,null,null,null,null,null,null,null,null,9]
[null,null,null,null,null,null,null,null,null,null,null,null,null,null,null,null,null,"<Select>",null,null,10]
[null,null,null,null,null,null,null,null,null,null,null,null,null,null,null,null,null,{"$f":"'A - General Information'!#REF!","v":{"$error":"#REF!"}}]
[null,null,null,null,null,null,null,null,null,null,null,null,null,null,null,null,null,{"$f":"IF('A - General Information'!#REF!='A - General Information'!#REF!, \"\", 'A - General Information'!#REF!)","v":{"$error":"#REF!"}}]
[null,null,null,null,null,null,null,null,null,null,null,null,null,null,null,null,null,{"$f":"IF('A - General Information'!#REF!='A - General Information'!#REF!, \"\", 'A - General Information'!#REF!)","v":{"$error":"#REF!"}}]
[null,null,null,null,null,null,null,null,null,null,null,null,null,null,null,null,null,{"$f":"IF(I12=\"<Select>\", \"\", I12)","v":0}]
[null,null,null,null,null,null,null,null,null,null,null,null,null,null,null,null,null,{"$f":"IF(K12=\"<Select>\", \"\", K12)","v":0}]

{"sheet":"D - Separable Energy Uses","index":6,"n_rows":121,"n_cols":28,"rows_kept":121,"cut":false,"hidden":false,"merged":[[70,6,70,8],[71,6,71,8],[74,4,76,13],[7,3,7,20],[12,11,12,13],[13,11,13,13],[14,11,14,13],[15,11,15,13],[16,11,16,13]]}
[null,null,{"$f":"'Welcome Sheet'!E71","v":"A"},{"$f":"'Welcome Sheet'!F71","v":"B"},{"$f":"'Welcome Sheet'!H71","v":0},{"$f":"'Welcome Sheet'!I71","v":0},{"$f":"'Welcome Sheet'!J71","v":0},{"$f":"'Welcome Sheet'!K71","v":"F"},{"$f":"'Welcome Sheet'!G71","v":0}]
[]
[]
[]
[]
[]
[]
[null,null,null,"                                                                                                            Input Sheet D: Separable energy uses:  \n                                                        Use this sheet to detail exceptional energy uses to be excluded from the landlord's counterparty energy use and floor area"]
[]
[]
[null,null,null,null,"Energy summary",null,null,null,null,null,null,"Floor area summary"]
[]
[null,null,null,null,"Energy Supply","Energy for which landlord is counterparty (kWh)","Deductions: \nSeparables \n(Annual kWh)","Landlord energy net of separables \n(Annual kWh)",null,null,null,"Description",null,null,"Area (m2)"]
[{"$f":"E14","v":"Not in Use"},null,null,null,{"$f":"IF(Lookups!AE18=\"Scroll up\",\"Not in Use\", Lookups!AE18)","v":"Not in Use"},{"$f":"IF(ISNA(VLOOKUP(E14,EnergyTable,'Energy calcs'!$E$14,FALSE)),0,VLOOKUP(E14,EnergyTable,'Energy calcs'!$E$14,FALSE))","v":0},{"$f":"AB111","v":0},{"$f":"IF(F14>=G14,F14-G14,\"Error - negative value\")","v":0},null,null,null,"Building GIA (m2)",null,null,{"$f":"GIA","v":0}]
["Not in Use",null,null,null,{"$f":"IF(Lookups!AE19=\"Scroll up\",\"Not in Use\", Lookups!AE19)","v":"Not in Use"},{"$f":"IF(ISNA(VLOOKUP(E15,EnergyTable,'Energy calcs'!$E$14,FALSE)),0,VLOOKUP(E15,EnergyTable,'Energy calcs'!$E$14,FALSE))","v":0},{"$f":"AB113","v":0},0,null,null,null,"Building NLA (Total) (m2)",null,null,{"$f":"NLA","v":0}]
["Not in Use",null,null,null,{"$f":"IF(Lookups!AE20=\"Scroll up\",\"Not in Use\", Lookups!AE20)","v":"Not in Use"},{"$f":"IF(ISNA(VLOOKUP(E16,EnergyTable,'Energy calcs'!$E$14,FALSE)),0,VLOOKUP(E16,EnergyTable,'Energy calcs'!$E$14,FALSE))","v":0},{"$f":"AB115","v":0},0,null,null,null,"Deductions for separables (m2)",null,null,{"$f":"O15-O17","v":0}]
["Not in Use",null,null,null,{"$f":"IF(Lookups!AE21=\"Scroll up\",\"Not in Use\", Lookups!AE21)","v":"Not in Use"},{"$f":"IF(ISNA(VLOOKUP(E17,EnergyTable,'Energy calcs'!$E$14,FALSE)),0,VLOOKUP(E17,EnergyTable,'Energy calcs'!$E$14,FALSE))","v":0},{"$f":"AB117","v":0},0,null,null,null,"NLA net of separables (m2)",null,null,{"$f":"NetNLA","v":0}]
["Not in Use",null,null,null,{"$f":"IF(Lookups!AE22=\"Scroll up\",\"Not in Use\", Lookups!AE22)","v":"Not in Use"},{"$f":"IF(ISNA(VLOOKUP(E18,EnergyTable,'Energy calcs'!$E$14,FALSE)),0,VLOOKUP(E18,EnergyTable,'Energy calcs'!$E$14,FALSE))","v":0},{"$f":"AB119","v":0},0]
["Not in Use",null,null,null,{"$f":"IF(Lookups!AE23=\"Scroll up\",\"Not in Use\", Lookups!AE23)","v":"Not in Use"},{"$f":"IF(ISNA(VLOOKUP(E19,EnergyTable,'Energy calcs'!$E$14,FALSE)),0,VLOOKUP(E19,EnergyTable,'Energy calcs'!$E$14,FALSE))","v":0},{"$f":"AB121","v":0},0]
["Not in Use",null,null,null,{"$f":"IF(Lookups!AE24=\"Scroll up\",\"Not in Use\", Lookups!AE24)","v":"Not in Use"},{"$f":"IF(ISNA(VLOOKUP(E20,EnergyTable,'Energy calcs'!$E$14,FALSE)),0,VLOOKUP(E20,EnergyTable,'Energy calcs'!$E$14,FALSE))","v":0},{"$f":"AB122","v":0},{"$f":"IF(F20>=G20,F20-G20,\"Error - negative value\")","v":0}]
["Not in Use",null,null,null,{"$f":"IF(Lookups!AE25=\"Scroll up\",\"Not in Use\", Lookups!AE25)","v":"Not in Use"},{"$f":"IF(ISNA(VLOOKUP(E21,EnergyTable,'Energy calcs'!$E$14,FALSE)),0,VLOOKUP(E21,EnergyTable,'Energy calcs'!$E$14,FALSE))","v":0},0,0]
[]
[]
[]
[]
[]
[]
[]
[]
[null,null,null,null,"Separable energy use data table"]
[]
[null,null,null,null,"Separable ID","Description","NLA occupied by the separable (m2)","Fuel","Unit ","Period Start ","Period End ","Total Consumption ","Adjust consumption to 365 days?","Source of Data ","Annual Usage (kWh) ","Do dates meet alignment standards?","Do dates meet LER quality standards?","Data quality indicator","User comments","Estimated pro rata kWh"]
[null,null,null,null,null,null,null,null,null,null,null,null,null,null,{"$f":"IF(ISERROR(IF(M33=\"Yes\",L33*(365/(K33-J33)), L33)*HLOOKUP(I33,ConvTab,VLOOKUP(H33,ConvTabRow,2,FALSE),FALSE)),\"\",IF(M33=\"Yes\",L33*(365/(K33-J33)), L33)*HLOOKUP(I33,ConvTab,VLOOKUP(H33,ConvTabRow,2,FALSE),FALSE))","v":""},{"$f":"IF(OR(J33=\"\",K33=\"\"),\"Not applicable\",IF((365-(K33-J33))>31,\"No - data Period too short\",IF((365-(K33-J33))<-31,\"No-Data period too long\",IF(ABS(J33-ElecStDat)>31,\"No - Start date varies by >31 days\",IF(ABS(K33-ElecEndDate)>31,\"No - End date varies by >31 days\",\"Yes\")))))","v":"Not applicable"},{"$f":"IF(OR(J33=\"\",K33=\"\"),\"Not applicable\",IF((365-(K33-J33))>7,\"No - data Period too short\",IF((365-(K33-J33))<-7,\"No-Data period too long\",\"Yes\")))","v":"Not applicable"},{"$f":"IF(ISERROR(VLOOKUP(N33,QAFuelConsTable,2,FALSE)),\"\",VLOOKUP(N33,QAFuelConsTable,2,FALSE))","v":""},null,{"$f":"IF(M33=\"Yes\",ABS(O33-L33*HLOOKUP(I33,ConvTab,VLOOKUP(H33,ConvTabRow,2,FALSE),FALSE)),0)","v":0}]
[null,null,null,null,null,null,null,null,null,null,null,null,null,null,"","Not applicable",{"$f":"IF(OR(J34=\"\",K34=\"\"),\"Not applicable\",IF((365-(K34-J34))>7,\"No - data Period too short\",IF((365-(K34-J34))<-7,\"No-Data period too long\",\"Yes\")))","v":"Not applicable"},"",null,0]
[null,null,null,null,null,null,null,null,null,null,null,null,null,null,"",{"$f":"IF(OR(J35=\"\",K35=\"\"),\"Not applicable\",IF((365-(K35-J35))>31,\"No - data Period too short\",IF((365-(K35-J35))<-31,\"No-Data period too long\",IF(ABS(J35-ElecStDat)>31,\"No - Start date varies by >31 days\",IF(ABS(K35-ElecEndDate)>31,\"No - End date varies by >31 days\",\"Yes\")))))","v":"Not applicable"},"Not applicable","",null,0]
[null,null,null,null,null,null,null,null,null,null,null,null,null,null,{"$f":"IF(ISERROR(IF(M36=\"Yes\",L36*(365/(K36-J36)), L36)*HLOOKUP(I36,ConvTab,VLOOKUP(H36,ConvTabRow,2,FALSE),FALSE)),\"\",IF(M36=\"Yes\",L36*(365/(K36-J36)), L36)*HLOOKUP(I36,ConvTab,VLOOKUP(H36,ConvTabRow,2,FALSE),FALSE))","v":""},"Not applicable","Not applicable","",null,0]
[null,null,null,null,null,null,null,null,null,null,null,null,null,null,"","Not applicable","Not applicable","",null,0]
[null,null,null,null,null,null,null,null,null,null,null,null,null,null,"","Not applicable","Not applicable","",null,0]
[null,null,null,null,null,null,null,null,null,null,null,null,null,null,"","Not applicable","Not applicable","",null,0]
[null,null,null,null,null,null,null,null,null,null,null,null,null,null,"","Not applicable","Not applicable","",null,0]
[null,null,null,null,null,null,null,null,null,null,null,null,null,null,"","Not applicable","Not applicable","",null,0]
[null,null,null,null,null,null,null,null,null,null,null,null,null,null,"","Not applicable","Not applicable","",null,0]
[]
[null,null,null,null,"USER GUIDANCE: How to enter separable energy uses in the tool"]
[]
[null,null,null,null,"Separables relate to uses which can be excluded from the assessment. These uses are not within the scope of the Landlord Energy Rating. Uses are excluded either because they are exceptional "]
[null,null,null,null,"(eg a telephone mast or regional server room) or because the use is open to the public (cafe or retail facilities, for instance). The table above is where  this information is input into the tool."]
[null,null,null,null,"The reporting of a separable can result in either an amendment of rated floor area, an amendment in the rated consumption or both. The scenarios where this could arise are as follows:"]
[null,null,null,null,"-       Adjustment in both – A public access facility, such as a gym, where the gym is included in the NLA. In this instance the area and consumption should be excluded."]
[null,null,null,null,"            -   Adjustment in rated area – An exceptional use, which is located in tenant demises such as a regional server room. In this instance the energy consumption may already be removed by "]
[null,null,null,null,"                virtue of it being part of the passed-through energy supply to a tenant (using the “additions and subtractions” tab), the tool therefore only requires the net lettable area to be amended."]
[null,null,null,null,"            -   Adjustment in rated consumption – An exceptional use, which has no net lettable area footprint such as a telephone mast. In this instance the energy consumption should be removed "]
[null,null,null,null,"                but there should be no rated area adjustment.”"]
[null,null,null,null,"A separable energy use may consume more than one type of energy (e.g. a trading floor may use gas for heating and electricity for small power)"]
[null,null,null,null,"Each separable energy use is assigned an ID. This allows the tool to avoid double counting the floor area if more than one fuel is assigned to one separable energy use."]
[null,null,null,null,"An example is shown in the red bordered table below.  In this case the café has a floor area of 200m2 and is served by gas and electricity.  The tool will deduct 200m2 from the building's NLA, 10,000 kWh from the"]
[null,null,null,null,"landlord counterparty electricity consumption and 110,000kWh from the landlord counterparty natural gas consumption to account for the catering.  The tool will also deduct 1,000kWh of electricity from the landlord's services "]
[null,null,null,null,"for the Mobile phone mast, but will not deduct any floor area for this."]
[]
[]
[]
[]
[]
[]
[]
[]
[]
[]
[null,null,null,null,"Feedback on this sheet"]
[]
[null,null,null,null,"Were the data entry fields clearly defined?",null,"<Select>"]
[null,null,null,null,"Was the required data readily available?",null,"<Select>"]
[]
[null,null,null,null,"Please provide any further comments or suggestions in the space below.  (300 characters max)",null,null,null,null,null,null,null,null,{"$f":"300-LEN(E75)&\" characters left\"","v":"300 characters left"}]
[]
[]
[]
[]
[]
[]
[]
[]
[]
[]
[]
[]
[]
[]
[null,null,null,null,null,null,"Separable Energy Use 1",null,"Separable Energy Use 2",null,"Separable Energy Use 3"]
[null,null,null,null,null,"User entered description","Public café"]
[null,null,null,null,null,"Separable energy type"]
[null,null,null,null,null,"Energy type 1","Mains Electricity"]
[null,null,null,null,null,"Energy consumed 1 (kWh)",1000]
[null,null,null,null,null,"Energy type 2","Natural Gas"]
[null,null,null,null,null,"Energy consumed type 2 (kWh)",1000]
[null,null,null,null,null,"Energy type 3","Biomass"]
[null,null,null,null,null,"Energy consumed type 3 (kWh)"]
[null,null,null,null,null,"Floor area (if deducted from NLA, m2)",150]
[null,null,null,null,null,"Deduct from rated floor area? ","Yes",null,"No",null,"Yes"]
[null,null,null,null,null,"Data source (floor area) ","From spec or legal",null,"<Select>",null,"<Select>"]
[null,null,null,null,null,"QA status (floor area)",{"$f":"VLOOKUP(G100,QAFlATable,3,FALSE)","v":{"$error":"#N/A"}},null,{"$f":"VLOOKUP(I100,QAFlATable,3,FALSE)","v":"N/A"},null,{"$f":"VLOOKUP(K100,QAFlATable,3,FALSE)","v":"N/A"}]
[null,null,null,null,null,"Data source (energy consumption)","Metered for 350-380 days",null,"<Select>",null,"<Select>"]
[null,null,null,null,null,"Source data quality",{"$f":"VLOOKUP(G102,QAFuelConsTable,2,FALSE)","v":{"$error":"#N/A"}},null,{"$f":"VLOOKUP(I102,QAFuelConsTable,2,FALSE)","v":"N/A"},null,{"$f":"VLOOKUP(K102,QAFuelConsTable,2,FALSE)","v":"N/A"}]
[]
[]
[]
[]
[]
[]
[null,null,null,null,null,null,null,null,null,null,null,null,null,null,null,null,null,null,null,null,null,null,null,null,null,null,{"$f":"$H$32","v":"Fuel"},{"$f":"$O$32","v":"Annual Usage (kWh) "}]
[null,null,null,null,null,null,null,null,null,null,null,null,null,null,null,null,null,null,null,null,null,null,null,null,null,null,{"$f":"E14","v":"Not in Use"},{"$f":"IF(ISERROR(DSUM(SepTable, AB110,AA110:AA111)),0,DSUM(SepTable, AB110,AA110:AA111))","v":0}]
[null,null,null,null,null,null,null,null,null,null,null,null,null,null,null,null,null,null,null,null,null,null,null,null,null,null,{"$f":"$H$32","v":"Fuel"},{"$f":"$O$32","v":"Annual Usage (kWh) "}]
[null,null,null,null,null,null,null,null,null,null,null,null,null,null,null,null,null,null,null,null,null,null,null,null,null,null,{"$f":"E15","v":"Not in Use"},{"$f":"IF(ISERROR(DSUM(SepTable, AB112,AA112:AA113)),0,DSUM(SepTable, AB112,AA112:AA113))","v":0}]
[null,null,null,null,null,null,null,null,null,null,null,null,null,null,null,null,null,null,null,null,null,null,null,null,null,null,{"$f":"$H$32","v":"Fuel"},{"$f":"$O$32","v":"Annual Usage (kWh) "}]
[null,null,null,null,null,null,null,null,null,null,null,null,null,null,null,null,null,null,null,null,null,null,null,null,null,null,{"$f":"E16","v":"Not in Use"},{"$f":"IF(ISERROR(DSUM(SepTable, AB114,AA114:AA115)),0,DSUM(SepTable, AB114,AA114:AA115))","v":0}]
[null,null,null,null,null,null,null,null,null,null,null,null,null,null,null,null,null,null,null,null,null,null,null,null,null,null,{"$f":"$H$32","v":"Fuel"},{"$f":"$O$32","v":"Annual Usage (kWh) "}]
[null,null,null,null,null,null,null,null,null,null,null,null,null,null,null,null,null,null,null,null,null,null,null,null,null,null,{"$f":"E17","v":"Not in Use"},{"$f":"IF(ISERROR(DSUM(SepTable, AB116,AA116:AA117)),0,DSUM(SepTable, AB116,AA116:AA117))","v":0}]
[null,null,null,null,null,null,null,null,null,null,null,null,null,null,null,null,null,null,null,null,null,null,null,null,null,null,{"$f":"$H$32","v":"Fuel"},{"$f":"$O$32","v":"Annual Usage (kWh) "}]
[null,null,null,null,null,null,null,null,null,null,null,null,null,null,null,null,null,null,null,null,null,null,null,null,null,null,{"$f":"E18","v":"Not in Use"},{"$f":"IF(ISERROR(DSUM(SepTable, AB118,AA118:AA119)),0,DSUM(SepTable, AB118,AA118:AA119))","v":0}]
[null,null,null,null,null,null,null,null,null,null,null,null,null,null,null,null,null,null,null,null,null,null,null,null,null,null,{"$f":"$H$32","v":"Fuel"},{"$f":"$O$32","v":"Annual Usage (kWh) "}]
[null,null,null,null,null,null,null,null,null,null,null,null,null,null,null,null,null,null,null,null,null,null,null,null,null,null,{"$f":"E19","v":"Not in Use"},{"$f":"IF(ISERROR(DSUM(SepTable, AB120,AA120:AA121)),0,DSUM(SepTable, AB120,AA120:AA121))","v":0}]

{"sheet":"E - Additions and subtractions","index":7,"n_rows":260,"n_cols":54,"rows_kept":260,"cut":false,"hidden":false,"merged":[[39,16,39,18],[40,16,40,18],[41,16,41,18],[42,16,42,18],[48,16,48,18],[43,16,43,18],[44,16,44,18],[45,16,45,18],[46,16,46,18],[47,16,47,18],[34,16,34,18],[35,16,35,18],[36,16,36,18],[37,16,37,18],[38,16,38,18],[29,16,29,18],[30,16,30,18],[31,16,31,18],[32,16,32,18],[33,16,33,18],[28,16,28,18],[16,15,16,16],[17,15,17,16],[18,15,18,16],[19,15,19,16],[19,7,19,8],[16,9,16,10],[17,9,17,10],[14,7,14,8],[16,13,16,14],[17,13,17,14],[18,13,18,14],[19,13,19,14],[18,9,18,10],[19,9,19,10],[14,9,14,10],[15,9,15,10],[16,7,16,8],[17,7,17,8],[18,7,18,8],[19,11,19,12],[6,2,6,13],[15,7,15,8],[88,5,88,7],[91,3,93,11],[87,5,87,7],[10,4,10,6],[11,9,11,10],[12,9,12,10],[13,9,13,10],[11,7,11,8],[12,7,12,8],[13,7,13,8],[10,7,10,10],[16,11,16,12],[17,11,17,12],[18,11,18,12],[11,11,11,12],[12,11,12,12],[13,11,13,12],[14,15,14,16],[15,15,15,16],[14,11,14,12],[15,11,15,12],[11,15,11,16],[12,15,12,16],[13,15,13,16],[11,13,11,14],[12,13,12,14],[13,13,13,14],[14,13,14,14],[15,13,15,14]]}
[null,null,{"$f":"'Welcome Sheet'!E71","v":"A"},{"$f":"'Welcome Sheet'!F71","v":"B"},{"$f":"'Welcome Sheet'!H71","v":0},{"$f":"'Welcome Sheet'!I71","v":0},{"$f":"'Welcome Sheet'!J71","v":0},{"$f":"'Welcome Sheet'!K71","v":"F"},{"$f":"'Welcome Sheet'!G71","v":0}]
[]
[]
[]
[]
[]
[null,null,"                                                                                Input Sheet E: Adjustments to  energy supplies for which landlord is counterparty, to reflect LER scope                                                                 \n                                                             Use this sheet to enter adjustments (subtractions and additions) to reflect the full amount of energy used within the scope of the LER.                                                  "]
[]
[]
[null,null,null,"Building Energy Summary"]
[null,null,null,null,"Landlord energy (Energy to which landlord is counterparty)",null,null,"Tenant energy (Energy to which the tenant is counterparty)"]
[null,null,null,"Energy Supply","Landlord energy net of separables\n(kWh/yr.)","Landlord energy passed through to tenants (kWh/yr.)","Tenant supplement \n(kWh/yr.)","Tenant's energy supplies (kWh/yr.)",null,"Additions to LER scope (tenant direct supplement, kWh/yr.)",null,"Total adjustment to landlord energy \n(kWh/yr.)",null,"Estimated additions (assessor or default, kWhe)",null,"Energy consumption used for calculation of LER \n(kWh/yr.)"]
[{"$f":"D13","v":"Not in Use"},null,null,{"$f":"IF(Lookups!AE18=\"Scroll up\",\"Not in Use\", Lookups!AE18)","v":"Not in Use"},{"$f":"VLOOKUP(D13,'D - Separable Energy Uses'!$E$14:$H$19,4,FALSE)","v":0},{"$f":"AE123","v":0},{"$f":"AJ123+AO123","v":0},{"$f":"IF(ISNA(VLOOKUP('D - Separable Energy Uses'!E14,TEnTable,'Energy calcs'!$E$14,FALSE)),0,VLOOKUP('D - Separable Energy Uses'!E14,TEnTable,'Energy calcs'!$E$14,FALSE))","v":0},null,{"$f":"AS123","v":0},null,{"$f":"-F13+G13+J13","v":0},null,{"$f":"SUM(T54:T73)","v":0},null,{"$f":"IF(E13-F13+G13+J13<0,\"Error - negative value\",E13-F13+G13+J13)+N13","v":0}]
["Not in Use",null,null,{"$f":"IF(Lookups!AE19=\"Scroll up\",\"Not in Use\", Lookups!AE19)","v":"Not in Use"},{"$f":"VLOOKUP(D14,'D - Separable Energy Uses'!$E$14:$H$19,4,FALSE)","v":0},{"$f":"AE124","v":0},0,{"$f":"IF(ISNA(VLOOKUP('D - Separable Energy Uses'!E15,TEnTable,'Energy calcs'!$E$14,FALSE)),0,VLOOKUP('D - Separable Energy Uses'!E15,TEnTable,'Energy calcs'!$E$14,FALSE))","v":0},null,0,null,0,null,0,null,{"$f":"IF(E14-F14+G14+J14<0,\"Error - negative value\",E14-F14+G14+J14)","v":0}]
["Not in Use",null,null,{"$f":"IF(Lookups!AE20=\"Scroll up\",\"Not in Use\", Lookups!AE20)","v":"Not in Use"},{"$f":"VLOOKUP(D15,'D - Separable Energy Uses'!$E$14:$H$19,4,FALSE)","v":0},0,0,{"$f":"IF(ISNA(VLOOKUP('D - Separable Energy Uses'!E16,TEnTable,'Energy calcs'!$E$14,FALSE)),0,VLOOKUP('D - Separable Energy Uses'!E16,TEnTable,'Energy calcs'!$E$14,FALSE))","v":0},null,0,null,0,null,{"$f":"-H15+I15+L15","v":0},null,0]
["Not in Use",null,null,{"$f":"IF(Lookups!AE21=\"Scroll up\",\"Not in Use\", Lookups!AE21)","v":"Not in Use"},{"$f":"VLOOKUP(D16,'D - Separable Energy Uses'!$E$14:$H$19,4,FALSE)","v":0},0,0,{"$f":"IF(ISNA(VLOOKUP('D - Separable Energy Uses'!E17,TEnTable,'Energy calcs'!$E$14,FALSE)),0,VLOOKUP('D - Separable Energy Uses'!E17,TEnTable,'Energy calcs'!$E$14,FALSE))","v":0},null,0,null,0,null,0,null,0]
["Not in Use",null,null,{"$f":"IF(Lookups!AE22=\"Scroll up\",\"Not in Use\", Lookups!AE22)","v":"Not in Use"},{"$f":"VLOOKUP(D17,'D - Separable Energy Uses'!$E$14:$H$19,4,FALSE)","v":0},0,0,{"$f":"IF(ISNA(VLOOKUP('D - Separable Energy Uses'!E18,TEnTable,'Energy calcs'!$E$14,FALSE)),0,VLOOKUP('D - Separable Energy Uses'!E18,TEnTable,'Energy calcs'!$E$14,FALSE))","v":0},null,0,null,0,null,0,null,0]
["Not in Use",null,null,{"$f":"IF(Lookups!AE23=\"Scroll up\",\"Not in Use\", Lookups!AE23)","v":"Not in Use"},{"$f":"VLOOKUP(D18,'D - Separable Energy Uses'!$E$14:$H$19,4,FALSE)","v":0},0,0,{"$f":"IF(ISNA(VLOOKUP('D - Separable Energy Uses'!E19,TEnTable,'Energy calcs'!$E$14,FALSE)),0,VLOOKUP('D - Separable Energy Uses'!E19,TEnTable,'Energy calcs'!$E$14,FALSE))","v":0},null,0,null,0,null,0,null,0]
["Not in Use",null,null,{"$f":"IF(Lookups!AE24=\"Scroll up\",\"Not in Use\", Lookups!AE24)","v":"Not in Use"},{"$f":"VLOOKUP(D19,'D - Separable Energy Uses'!$E$14:$H$19,4,FALSE)","v":0},0,0,{"$f":"IF(ISNA(VLOOKUP('D - Separable Energy Uses'!E22,TEnTable,'Energy calcs'!$E$14,FALSE)),0,VLOOKUP('D - Separable Energy Uses'!E22,TEnTable,'Energy calcs'!$E$14,FALSE))","v":0},null,0,null,0,null,0,null,0]
["Not in Use",null,null,{"$f":"IF(Lookups!AE25=\"Scroll up\",\"Not in Use\", Lookups!AE25)","v":"Not in Use"},{"$f":"VLOOKUP(D20,'D - Separable Energy Uses'!$E$14:$H$19,4,FALSE)","v":0},0,0,{"$f":"IF(ISNA(VLOOKUP('D - Separable Energy Uses'!E23,TEnTable,'Energy calcs'!$E$14,FALSE)),0,VLOOKUP('D - Separable Energy Uses'!E23,TEnTable,'Energy calcs'!$E$14,FALSE))","v":0},null,0,null,0,null,0,null,0]
[]
[]
[]
[]
[]
[]
[null,null,null,"Table 1: Subtractions - landlord sub-metering of energy passed through to tenants (NB Additions should be entered in separate table below this one)"]
[null,null,null,"Enter ALL energy passed through to tenants (e.g. sub-metered tenant usage of electricity) - see Welcome sheet for definition of passed-through"]
[null,null,null,"Sub meter name or description of energy use","Energy type","Fuel","Unit ","Floor area affected (m2)","Period Start ","Period End ","Total Consumption ","Normalise to 365 days?  ","Source of Data ","Annual usage subtracted from LER (kWh)","Do dates meet alignment standards?","Do dates meet LER quality standards?","User comments",null,null,null,null,null,null,"Source data quality",null,null,"estimated pro rata kWh"]
[null,null,null,null,"Landlord - passed through",null,null,null,null,null,null,null,null,{"$f":"IF(ISERROR(IF(L30=\"Yes\",K30*(365/(J30-I30)), K30)*HLOOKUP(G30,ConvTab,VLOOKUP(F30,ConvTabRow,2,FALSE),FALSE)),\"\",IF(L30=\"Yes\",K30*(365/(J30-I30)), K30)*HLOOKUP(G30,ConvTab,VLOOKUP(F30,ConvTabRow,2,FALSE),FALSE))","v":""},{"$f":"IF(OR(I30=\"\",J30=\"\"),\"Not applicable\",IF((365-(J30-I30))>31,\"No - data Period too short\",IF((365-(J30-I30))<-31,\"No-Data period too long\",IF(ABS(I30-ElecStDat)>31,\"No - Start date varies by >31 days\",IF(ABS(J30-ElecEndDate)>31,\"No - End date varies by >31 days\",\"Yes\")))))","v":"Not applicable"},{"$f":"IF(OR(I30=\"\",J30=\"\"),\"Not applicable\",IF((365-(J30-I30))>7,\"No - data Period too short\",IF((365-(J30-I30))<-7,\"No-Data period too long\",\"Yes\")))","v":"Not applicable"},null,null,null,null,null,null,null,{"$f":"IF(ISERROR(VLOOKUP(M30,QAFuelConsTable,2,FALSE)),\"\",VLOOKUP(M30,QAFuelConsTable,2,FALSE))","v":""},null,null,{"$f":"IF(L30=\"Yes\",ABS(N30-K30*HLOOKUP(G30,ConvTab,VLOOKUP(F30,ConvTabRow,2,FALSE),FALSE)),0)","v":0}]
[null,null,null,null,"Landlord - passed through",null,null,null,null,null,null,null,null,"","Not applicable",{"$f":"IF(OR(I31=\"\",J31=\"\"),\"Not applicable\",IF((365-(J31-I31))>7,\"No - data Period too short\",IF((365-(J31-I31))<-7,\"No-Data period too long\",\"Yes\")))","v":"Not applicable"},null,null,null,null,null,null,null,"",null,null,0]
[null,null,null,null,"Landlord - passed through",null,null,null,null,null,null,null,null,"","Not applicable","Not applicable",null,null,null,null,null,null,null,"",null,null,0]
[null,null,null,null,"Landlord - passed through",null,null,null,null,null,null,null,null,"","Not applicable","Not applicable",null,null,null,null,null,null,null,"",null,null,0]
[null,null,null,null,"Landlord - passed through",null,null,null,null,null,null,null,null,"","Not applicable","Not applicable",null,null,null,null,null,null,null,"",null,null,0]
[null,null,null,null,"Landlord - passed through",null,null,null,null,null,null,null,null,"","Not applicable","Not applicable",null,null,null,null,null,null,null,"",null,null,0]
[null,null,null,null,"Landlord - passed through",null,null,null,null,null,null,null,null,"","Not applicable","Not applicable",null,null,null,null,null,null,null,"",null,null,0]
[null,null,null,null,"Landlord - passed through",null,null,null,null,null,null,null,null,"","Not applicable","Not applicable",null,null,null,null,null,null,null,"",null,null,0]
[null,null,null,null,"Landlord - passed through",null,null,null,null,null,null,null,null,"","Not applicable","Not applicable",null,null,null,null,null,null,null,"",null,null,0]
[null,null,null,null,"Landlord - passed through",null,null,null,null,null,null,null,null,"","Not applicable","Not applicable",null,null,null,null,null,null,null,"",null,null,0]
[null,null,null,null,"Landlord - passed through",null,null,null,null,null,null,null,null,"","Not applicable","Not applicable",null,null,null,null,null,null,null,"",null,null,0]
[null,null,null,null,"Landlord - passed through",null,null,null,null,null,null,null,null,"","Not applicable","Not applicable",null,null,null,null,null,null,null,"",null,null,0]
[null,null,null,null,"Landlord - passed through",null,null,null,null,null,null,null,null,"","Not applicable","Not applicable",null,null,null,null,null,null,null,"",null,null,0]
[null,null,null,null,"Landlord - passed through",null,null,null,null,null,null,null,null,"","Not applicable","Not applicable",null,null,null,null,null,null,null,"",null,null,0]
[null,null,null,null,"Landlord - passed through",null,null,null,null,null,null,null,null,"","Not applicable","Not applicable",null,null,null,null,null,null,null,"",null,null,0]
[null,null,null,null,"Landlord - passed through",null,null,null,null,null,null,null,null,"","Not applicable","Not applicable",null,null,null,null,null,null,null,"",null,null,0]
[null,null,null,null,"Landlord - passed through",null,null,null,null,null,null,null,null,"","Not applicable","Not applicable",null,null,null,null,null,null,null,"",null,null,0]
[null,null,null,null,"Landlord - passed through",null,null,null,null,null,null,null,null,"","Not applicable","Not applicable",null,null,null,null,null,null,null,"",null,null,0]
[null,null,null,null,"Landlord - passed through",null,null,null,null,null,null,null,null,"","Not applicable","Not applicable",null,null,null,null,null,null,null,"",null,null,0]
[null,null,null,null,"Landlord - passed through",null,null,null,null,null,null,null,null,"","Not applicable","Not applicable",null,null,null,null,null,null,null,"",null,null,0]
[]
[null,null,null,"Table 2: Additions - energy purchased by tenant (from landlord or directly from utility) which falls within LER scope (i.e. tenant HVAC energy use)"]
[null,null,null,"Enter any tenant supplements i.e. energy purchased by tenant from landlord or directly and used for services in LER scope "]
[null,null,null,"Sub meter name or description of energy use","Energy type","What is the energy used for? ","Fuel","Floor area affected (m2)","Unit ","Period Start ","Period End ","Total Consumption ","Adjust consumption to 365 days?","Source of Data ","Default value, metered, or Professional estimate?","Professional estimate (kWhe/m2)","Default value (kWhe/m2)","Metered value (kWhe/m2)","Metered annual usage added to LER (kWh)","Estimated annual usage added to LER (kWhe)","Do dates meet alignment standards?","Do dates meet LER quality standards?","User comments","Source data quality",null,null,"Estimated pro rata kWh"]
[null,null,null,null,null,null,null,null,null,null,null,null,null,{"$f":"IF(ISBLANK(O54),\"\",IF(O54=\"Default\",\"Estimated\",IF(O54=\"Professional estimate\",\"Prof. Est\",\"Actual\")))","v":""},null,null,{"$f":"IF(ISERROR(VLOOKUP(F54,Lookups!$AU$98:$AV$113,2,FALSE)*VLOOKUP(F54,Lookups!$AU$98:$AW$113,3,FALSE)),\"\",VLOOKUP(F54,Lookups!$AU$98:$AV$113,2,FALSE)*VLOOKUP(F54,Lookups!$AU$98:$AW$113,3,FALSE))","v":""},{"$f":"IF(ISERROR((S54/H54)*VLOOKUP(G54,Lookups!$J$97:$K$113,2,FALSE)),\"\",(S54/H54)*VLOOKUP(G54,Lookups!$J$97:$K$113,2,FALSE))","v":""},{"$f":"IF(NOT(N54=\"Actual\"),\"\",IF(ISBLANK(O54),\"\",IF(ISERROR(IF(M54=\"Yes\",L54*(365/(K54-J54)),L54)*HLOOKUP(I54,ConvTab,VLOOKUP(G54,ConvTabRow,2,FALSE),FALSE)),\"\",IF(M54=\"Yes\",L54*(365/(K54-J54)),L54)*HLOOKUP(I54,ConvTab,VLOOKUP(G54,ConvTabRow,2,FALSE),FALSE))))","v":""},{"$f":"IF(ISERROR(IF(N54=\"Actual\",\"\",IF(N54=\"Prof. Est\",P54*H54,Q54*H54))),\"\",IF(N54=\"Actual\",\"\",IF(N54=\"Prof. Est\",P54*H54,Q54*H54)))","v":""},{"$f":"IF(OR(J54=\"\",K54=\"\"),\"Not applicable\",IF((365-(K54-J54))>31,\"No - data Period too short\",IF((365-(K54-J54))<-31,\"No-Data period too long\",IF(ABS(J54-ElecStDat)>31,\"No - Start date varies by >31 days\",IF(ABS(K54-ElecEndDate)>31,\"No - End date varies by >31 days\",\"Yes\")))))","v":"Not applicable"},{"$f":"IF(OR(J54=\"\",K54=\"\"),\"Not applicable\",IF((365-(K54-J54))>7,\"No - data Period too short\",IF((365-(K54-J54))<-7,\"No-Data period too long\",\"Yes\")))","v":"Not applicable"},null,{"$f":"IF(ISERROR(VLOOKUP(N54,QAFuelConsTable,2,FALSE)),\"\",VLOOKUP(N54,QAFuelConsTable,2,FALSE))","v":""},null,null,{"$f":"IF(M54=\"Yes\",ABS(S54-L54*HLOOKUP(I54,ConvTab,VLOOKUP(G54,ConvTabRow,2,FALSE),FALSE)),0)","v":0}]
[null,null,null,null,null,null,null,null,null,null,null,null,null,{"$f":"IF(ISBLANK(O55),\"\",IF(O55=\"Default\",\"Estimated\",IF(O55=\"Professional estimate\",\"Prof. Est\",\"Actual\")))","v":""},null,null,{"$f":"IF(ISERROR(VLOOKUP(F55,Lookups!$AU$98:$AV$113,2,FALSE)*VLOOKUP(F55,Lookups!$AU$98:$AW$113,3,FALSE)),\"\",VLOOKUP(F55,Lookups!$AU$98:$AV$113,2,FALSE)*VLOOKUP(F55,Lookups!$AU$98:$AW$113,3,FALSE))","v":""},{"$f":"IF(ISERROR((S55/H55)*VLOOKUP(G55,Lookups!$J$97:$K$113,2,FALSE)),\"\",(S55/H55)*VLOOKUP(G55,Lookups!$J$97:$K$113,2,FALSE))","v":""},"","","Not applicable",{"$f":"IF(OR(J55=\"\",K55=\"\"),\"Not applicable\",IF((365-(K55-J55))>7,\"No - data Period too short\",IF((365-(K55-J55))<-7,\"No-Data period too long\",\"Yes\")))","v":"Not applicable"},null,"",null,null,0]
[null,null,null,null,null,null,null,null,null,null,null,null,null,"",null,null,{"$f":"IF(ISERROR(VLOOKUP(F56,Lookups!$AU$98:$AV$113,2,FALSE)*VLOOKUP(F56,Lookups!$AU$98:$AW$113,3,FALSE)),\"\",VLOOKUP(F56,Lookups!$AU$98:$AV$113,2,FALSE)*VLOOKUP(F56,Lookups!$AU$98:$AW$113,3,FALSE))","v":""},{"$f":"IF(ISERROR((S56/H56)*VLOOKUP(G56,Lookups!$J$97:$K$113,2,FALSE)),\"\",(S56/H56)*VLOOKUP(G56,Lookups!$J$97:$K$113,2,FALSE))","v":""},"","","Not applicable","Not applicable",null,"",null,null,0]
[null,null,null,null,null,null,null,null,null,null,null,null,null,"",null,null,{"$f":"IF(ISERROR(VLOOKUP(F57,Lookups!$AU$98:$AV$113,2,FALSE)*VLOOKUP(F57,Lookups!$AU$98:$AW$113,3,FALSE)),\"\",VLOOKUP(F57,Lookups!$AU$98:$AV$113,2,FALSE)*VLOOKUP(F57,Lookups!$AU$98:$AW$113,3,FALSE))","v":""},{"$f":"IF(ISERROR((S57/H57)*VLOOKUP(G57,Lookups!$J$97:$K$113,2,FALSE)),\"\",(S57/H57)*VLOOKUP(G57,Lookups!$J$97:$K$113,2,FALSE))","v":""},"","","Not applicable","Not applicable",null,"",null,null,0]
[null,null,null,null,null,null,null,null,null,null,null,null,null,"",null,null,{"$f":"IF(ISERROR(VLOOKUP(F58,Lookups!$AU$98:$AV$113,2,FALSE)*VLOOKUP(F58,Lookups!$AU$98:$AW$113,3,FALSE)),\"\",VLOOKUP(F58,Lookups!$AU$98:$AV$113,2,FALSE)*VLOOKUP(F58,Lookups!$AU$98:$AW$113,3,FALSE))","v":""},{"$f":"IF(ISERROR((S58/H58)*VLOOKUP(G58,Lookups!$J$97:$K$113,2,FALSE)),\"\",(S58/H58)*VLOOKUP(G58,Lookups!$J$97:$K$113,2,FALSE))","v":""},"","","Not applicable","Not applicable",null,"",null,null,0]
[null,null,null,null,null,null,null,null,null,null,null,null,null,"",null,null,{"$f":"IF(ISERROR(VLOOKUP(F59,Lookups!$AU$98:$AV$113,2,FALSE)*VLOOKUP(F59,Lookups!$AU$98:$AW$113,3,FALSE)),\"\",VLOOKUP(F59,Lookups!$AU$98:$AV$113,2,FALSE)*VLOOKUP(F59,Lookups!$AU$98:$AW$113,3,FALSE))","v":""},{"$f":"IF(ISERROR((S59/H59)*VLOOKUP(G59,Lookups!$J$97:$K$113,2,FALSE)),\"\",(S59/H59)*VLOOKUP(G59,Lookups!$J$97:$K$113,2,FALSE))","v":""},"","","Not applicable","Not applicable",null,"",null,null,0]
[null,null,null,null,null,null,null,null,null,null,null,null,null,"",null,null,{"$f":"IF(ISERROR(VLOOKUP(F60,Lookups!$AU$98:$AV$113,2,FALSE)*VLOOKUP(F60,Lookups!$AU$98:$AW$113,3,FALSE)),\"\",VLOOKUP(F60,Lookups!$AU$98:$AV$113,2,FALSE)*VLOOKUP(F60,Lookups!$AU$98:$AW$113,3,FALSE))","v":""},{"$f":"IF(ISERROR((S60/H60)*VLOOKUP(G60,Lookups!$J$97:$K$113,2,FALSE)),\"\",(S60/H60)*VLOOKUP(G60,Lookups!$J$97:$K$113,2,FALSE))","v":""},"","","Not applicable","Not applicable",null,"",null,null,0]
[null,null,null,null,null,null,null,null,null,null,null,null,null,"",null,null,{"$f":"IF(ISERROR(VLOOKUP(F61,Lookups!$AU$98:$AV$113,2,FALSE)*VLOOKUP(F61,Lookups!$AU$98:$AW$113,3,FALSE)),\"\",VLOOKUP(F61,Lookups!$AU$98:$AV$113,2,FALSE)*VLOOKUP(F61,Lookups!$AU$98:$AW$113,3,FALSE))","v":""},{"$f":"IF(ISERROR((S61/H61)*VLOOKUP(G61,Lookups!$J$97:$K$113,2,FALSE)),\"\",(S61/H61)*VLOOKUP(G61,Lookups!$J$97:$K$113,2,FALSE))","v":""},"","","Not applicable","Not applicable",null,"",null,null,0]
[null,null,null,null,null,null,null,null,null,null,null,null,null,"",null,null,{"$f":"IF(ISERROR(VLOOKUP(F62,Lookups!$AU$98:$AV$113,2,FALSE)*VLOOKUP(F62,Lookups!$AU$98:$AW$113,3,FALSE)),\"\",VLOOKUP(F62,Lookups!$AU$98:$AV$113,2,FALSE)*VLOOKUP(F62,Lookups!$AU$98:$AW$113,3,FALSE))","v":""},{"$f":"IF(ISERROR((S62/H62)*VLOOKUP(G62,Lookups!$J$97:$K$113,2,FALSE)),\"\",(S62/H62)*VLOOKUP(G62,Lookups!$J$97:$K$113,2,FALSE))","v":""},"","","Not applicable","Not applicable",null,"",null,null,0]
[null,null,null,null,null,null,null,null,null,null,null,null,null,"",null,null,{"$f":"IF(ISERROR(VLOOKUP(F63,Lookups!$AU$98:$AV$113,2,FALSE)*VLOOKUP(F63,Lookups!$AU$98:$AW$113,3,FALSE)),\"\",VLOOKUP(F63,Lookups!$AU$98:$AV$113,2,FALSE)*VLOOKUP(F63,Lookups!$AU$98:$AW$113,3,FALSE))","v":""},{"$f":"IF(ISERROR((S63/H63)*VLOOKUP(G63,Lookups!$J$97:$K$113,2,FALSE)),\"\",(S63/H63)*VLOOKUP(G63,Lookups!$J$97:$K$113,2,FALSE))","v":""},"","","Not applicable","Not applicable",null,"",null,null,0]
[null,null,null,null,null,null,null,null,null,null,null,null,null,"",null,null,{"$f":"IF(ISERROR(VLOOKUP(F64,Lookups!$AU$98:$AV$113,2,FALSE)*VLOOKUP(F64,Lookups!$AU$98:$AW$113,3,FALSE)),\"\",VLOOKUP(F64,Lookups!$AU$98:$AV$113,2,FALSE)*VLOOKUP(F64,Lookups!$AU$98:$AW$113,3,FALSE))","v":""},{"$f":"IF(ISERROR((S64/H64)*VLOOKUP(G64,Lookups!$J$97:$K$113,2,FALSE)),\"\",(S64/H64)*VLOOKUP(G64,Lookups!$J$97:$K$113,2,FALSE))","v":""},"","","Not applicable","Not applicable",null,"",null,null,0]
[null,null,null,null,null,null,null,null,null,null,null,null,null,"",null,null,{"$f":"IF(ISERROR(VLOOKUP(F65,Lookups!$AU$98:$AV$113,2,FALSE)*VLOOKUP(F65,Lookups!$AU$98:$AW$113,3,FALSE)),\"\",VLOOKUP(F65,Lookups!$AU$98:$AV$113,2,FALSE)*VLOOKUP(F65,Lookups!$AU$98:$AW$113,3,FALSE))","v":""},{"$f":"IF(ISERROR((S65/H65)*VLOOKUP(G65,Lookups!$J$97:$K$113,2,FALSE)),\"\",(S65/H65)*VLOOKUP(G65,Lookups!$J$97:$K$113,2,FALSE))","v":""},"","","Not applicable","Not applicable",null,"",null,null,0]
[null,null,null,null,null,null,null,null,null,null,null,null,null,"",null,null,{"$f":"IF(ISERROR(VLOOKUP(F66,Lookups!$AU$98:$AV$113,2,FALSE)*VLOOKUP(F66,Lookups!$AU$98:$AW$113,3,FALSE)),\"\",VLOOKUP(F66,Lookups!$AU$98:$AV$113,2,FALSE)*VLOOKUP(F66,Lookups!$AU$98:$AW$113,3,FALSE))","v":""},{"$f":"IF(ISERROR((S66/H66)*VLOOKUP(G66,Lookups!$J$97:$K$113,2,FALSE)),\"\",(S66/H66)*VLOOKUP(G66,Lookups!$J$97:$K$113,2,FALSE))","v":""},"","","Not applicable","Not applicable",null,"",null,null,0]
[null,null,null,null,null,null,null,null,null,null,null,null,null,"",null,null,{"$f":"IF(ISERROR(VLOOKUP(F67,Lookups!$AU$98:$AV$113,2,FALSE)*VLOOKUP(F67,Lookups!$AU$98:$AW$113,3,FALSE)),\"\",VLOOKUP(F67,Lookups!$AU$98:$AV$113,2,FALSE)*VLOOKUP(F67,Lookups!$AU$98:$AW$113,3,FALSE))","v":""},{"$f":"IF(ISERROR((S67/H67)*VLOOKUP(G67,Lookups!$J$97:$K$113,2,FALSE)),\"\",(S67/H67)*VLOOKUP(G67,Lookups!$J$97:$K$113,2,FALSE))","v":""},"","","Not applicable","Not applicable",null,"",null,null,0]
[null,null,null,null,null,null,null,null,null,null,null,null,null,"",null,null,{"$f":"IF(ISERROR(VLOOKUP(F68,Lookups!$AU$98:$AV$113,2,FALSE)*VLOOKUP(F68,Lookups!$AU$98:$AW$113,3,FALSE)),\"\",VLOOKUP(F68,Lookups!$AU$98:$AV$113,2,FALSE)*VLOOKUP(F68,Lookups!$AU$98:$AW$113,3,FALSE))","v":""},{"$f":"IF(ISERROR((S68/H68)*VLOOKUP(G68,Lookups!$J$97:$K$113,2,FALSE)),\"\",(S68/H68)*VLOOKUP(G68,Lookups!$J$97:$K$113,2,FALSE))","v":""},"","","Not applicable","Not applicable",null,"",null,null,0]
[null,null,null,null,null,null,null,null,null,null,null,null,null,"",null,null,{"$f":"IF(ISERROR(VLOOKUP(F69,Lookups!$AU$98:$AV$113,2,FALSE)*VLOOKUP(F69,Lookups!$AU$98:$AW$113,3,FALSE)),\"\",VLOOKUP(F69,Lookups!$AU$98:$AV$113,2,FALSE)*VLOOKUP(F69,Lookups!$AU$98:$AW$113,3,FALSE))","v":""},{"$f":"IF(ISERROR((S69/H69)*VLOOKUP(G69,Lookups!$J$97:$K$113,2,FALSE)),\"\",(S69/H69)*VLOOKUP(G69,Lookups!$J$97:$K$113,2,FALSE))","v":""},"","","Not applicable","Not applicable",null,"",null,null,0]
[null,null,null,null,null,null,null,null,null,null,null,null,null,"",null,null,{"$f":"IF(ISERROR(VLOOKUP(F70,Lookups!$AU$98:$AV$113,2,FALSE)*VLOOKUP(F70,Lookups!$AU$98:$AW$113,3,FALSE)),\"\",VLOOKUP(F70,Lookups!$AU$98:$AV$113,2,FALSE)*VLOOKUP(F70,Lookups!$AU$98:$AW$113,3,FALSE))","v":""},{"$f":"IF(ISERROR((S70/H70)*VLOOKUP(G70,Lookups!$J$97:$K$113,2,FALSE)),\"\",(S70/H70)*VLOOKUP(G70,Lookups!$J$97:$K$113,2,FALSE))","v":""},"","","Not applicable","Not applicable",null,"",null,null,0]
[null,null,null,null,null,null,null,null,null,null,null,null,null,"",null,null,{"$f":"IF(ISERROR(VLOOKUP(F71,Lookups!$AU$98:$AV$113,2,FALSE)*VLOOKUP(F71,Lookups!$AU$98:$AW$113,3,FALSE)),\"\",VLOOKUP(F71,Lookups!$AU$98:$AV$113,2,FALSE)*VLOOKUP(F71,Lookups!$AU$98:$AW$113,3,FALSE))","v":""},{"$f":"IF(ISERROR((S71/H71)*VLOOKUP(G71,Lookups!$J$97:$K$113,2,FALSE)),\"\",(S71/H71)*VLOOKUP(G71,Lookups!$J$97:$K$113,2,FALSE))","v":""},"","","Not applicable","Not applicable",null,"",null,null,0]
[null,null,null,null,null,null,null,null,null,null,null,null,null,"",null,null,{"$f":"IF(ISERROR(VLOOKUP(F72,Lookups!$AU$98:$AV$113,2,FALSE)*VLOOKUP(F72,Lookups!$AU$98:$AW$113,3,FALSE)),\"\",VLOOKUP(F72,Lookups!$AU$98:$AV$113,2,FALSE)*VLOOKUP(F72,Lookups!$AU$98:$AW$113,3,FALSE))","v":""},{"$f":"IF(ISERROR((S72/H72)*VLOOKUP(G72,Lookups!$J$97:$K$113,2,FALSE)),\"\",(S72/H72)*VLOOKUP(G72,Lookups!$J$97:$K$113,2,FALSE))","v":""},"","","Not applicable","Not applicable",null,"",null,null,0]
[null,null,null,null,null,null,null,null,null,null,null,null,null,{"$f":"IF(ISBLANK(O73),\"\",IF(O73=\"Default\",\"Estimated\",IF(O73=\"Professional estimate\",\"Prof. Est\",\"Actual\")))","v":""},null,null,{"$f":"IF(ISERROR(VLOOKUP(F73,Lookups!$AU$98:$AV$113,2,FALSE)*VLOOKUP(F73,Lookups!$AU$98:$AW$113,3,FALSE)),\"\",VLOOKUP(F73,Lookups!$AU$98:$AV$113,2,FALSE)*VLOOKUP(F73,Lookups!$AU$98:$AW$113,3,FALSE))","v":""},{"$f":"IF(ISERROR((S73/H73)*VLOOKUP(G73,Lookups!$J$97:$K$113,2,FALSE)),\"\",(S73/H73)*VLOOKUP(G73,Lookups!$J$97:$K$113,2,FALSE))","v":""},"","","Not applicable","Not applicable",null,"",null,null,0]
[]
[null,null,null,"USER GUIDANCE: Additions and Subtractions:"]
[null,null,null,"The energy purchased by the landlord may not mirror the landlord energy rating scope (see definition on Welcome Page). Adjustments are therefore required to add and subtract from purchased "]
[null,null,null,"energy. This ensures landlords are not penalised where they supply energy to tenants for their own use, such as small power and lighting in tenant demises (a subtraction). It also allows the "]
[null,null,null,"landlord energy rating to account for those buildings where tenants  locally supplement the HVAC systems (an addition). The table  above is where this information is input into the tool.  Where "]
[null,null,null,"the same addition or subtraction applies to multiple tenants these values can be aggregated to a single line entry."]
[]
[]
[]
[]
[]
[]
[null,null,null,"Feedback on this sheet"]
[]
[null,null,null,"Were the data entry fields clearly defined?",null,"<Select>"]
[null,null,null,"Was the required data readily available?",null,"<Select>"]
[]
[null,null,null,"Please provide any further comments or suggestions in the space below.  (300 characters max)",null,null,null,null,null,null,null,{"$f":"300-LEN(D92)&\" characters left\"","v":"300 characters left"}]
[]
[]
[]
[]
[]
[]
[]
[]
[]
[]
[]
[]
[]
[]
[]
[]
[]
[]
[]
[]
[]
[]
[]
[]
[]
[]
[]
[]
[]
[]
[null,null,null,null,null,null,null,null,null,null,null,null,null,null,null,null,null,null,null,null,null,null,null,null,null,null,null,null,"Total landlord sub-meters",null,null,null,"Landlord - passed through additions",null,null,null,null,null,null,null,null,"Tenant utility additions",null,null,null,null,null,null,"Estimated totals kWhe"]
[null,null,null,null,null,null,null,null,null,null,null,null,null,null,null,null,null,null,null,null,null,null,null,null,null,null,null,null,{"$f":"$G$53","v":"Fuel"},{"$f":"N29","v":"Annual usage subtracted from LER (kWh)"},{"$f":"AD124","v":0},null,{"$f":"$E$53","v":"Energy type"},{"$f":"$G$53","v":"Fuel"},{"$f":"S53","v":"Metered annual usage added to LER (kWh)"},{"$f":"AI124","v":0},null,null,null,null,null,{"$f":"$E$53","v":"Energy type"},{"$f":"$G$53","v":"Fuel"},{"$f":"AI123","v":"Metered annual usage added to LER (kWh)"},{"$f":"AR124","v":0},null,null,null,"Professional estimate",{"$f":"SUMIF(N54:N73,\"=Prof. Est\", T54:T73)","v":0}]
[null,null,null,null,null,null,null,null,null,null,null,null,null,null,null,null,null,null,null,null,null,null,null,null,null,null,null,null,{"$f":"Lookups!$AE$18","v":"Scroll up"},{"$f":"IF(ISERROR(DSUM(SubtEnergyTable, AC123,AC123:AC124)),0,DSUM(SubtEnergyTable, AD123,AC123:AC124))","v":0},{"$f":"AD126","v":0},null,{"$f":"Lookups!$AU$89","v":"Landlord - passed through"},{"$f":"Lookups!$AE$18","v":"Scroll up"},{"$f":"IF(ISERROR(DSUM(AddEnergyTable, AI123,AG123:AH124)),0,DSUM(AddEnergyTable, AI123,AG123:AH124))","v":0},{"$f":"AI126","v":0},null,null,null,null,null,{"$f":"Lookups!$AU$90","v":"Tenant - HVAC only"},{"$f":"Lookups!$AE$18","v":"Scroll up"},{"$f":"IF(ISERROR(DSUM(AddEnergyTable, AR123,AP123:AQ125)),0,DSUM(AddEnergyTable, AR123,AP123:AQ125))","v":0},{"$f":"AR127","v":0},null,null,null,"Default estimate",{"$f":"SUMIF(N54:N73,\"=Estimated\", T54:T73)","v":0}]
[null,null,null,null,null,null,null,null,null,null,null,null,null,null,null,null,null,null,null,null,null,null,null,null,null,null,null,null,{"$f":"$G$53","v":"Fuel"},{"$f":"$AD$123","v":"Annual usage subtracted from LER (kWh)"},{"$f":"AD128","v":0},null,{"$f":"$E$53","v":"Energy type"},{"$f":"$G$53","v":"Fuel"},{"$f":"AI123","v":"Metered annual usage added to LER (kWh)"},{"$f":"AI128","v":0},null,null,null,null,null,{"$f":"Lookups!$AU$91","v":"Tenant - mixed"},{"$f":"AQ124","v":"Scroll up"},null,{"$f":"AR130","v":0}]
[null,null,null,null,null,null,null,null,null,null,null,null,null,null,null,null,null,null,null,null,null,null,null,null,null,null,null,null,{"$f":"Lookups!$AE$19","v":"Scroll up"},{"$f":"IF(ISERROR(DSUM(SubtEnergyTable, AC125,AC125:AC126)),0,DSUM(SubtEnergyTable, AD125,AC125:AC126))","v":0},{"$f":"AD130","v":0},null,{"$f":"Lookups!$AU$89","v":"Landlord - passed through"},{"$f":"Lookups!$AE$19","v":"Scroll up"},{"$f":"IF(ISERROR(DSUM(AddEnergyTable, AI125,AG125:AH126)),0,DSUM(AddEnergyTable, AI125,AG125:AH126))","v":0},{"$f":"AI130","v":0},null,null,null,null,null,{"$f":"$E$53","v":"Energy type"},{"$f":"$G$53","v":"Fuel"},{"$f":"AR123","v":"Metered annual usage added to LER (kWh)"},{"$f":"AR133","v":0}]
[null,null,null,null,null,null,null,null,null,null,null,null,null,null,null,null,null,null,null,null,null,null,null,null,null,null,null,null,{"$f":"$G$53","v":"Fuel"},{"$f":"$AD$123","v":"Annual usage subtracted from LER (kWh)"},{"$f":"AD132","v":0},null,{"$f":"$E$53","v":"Energy type"},{"$f":"$G$53","v":"Fuel"},{"$f":"AI125","v":"Metered annual usage added to LER (kWh)"},{"$f":"AI132","v":0},null,null,null,null,null,{"$f":"Lookups!$AU$90","v":"Tenant - HVAC only"},{"$f":"Lookups!$AE$19","v":"Scroll up"},{"$f":"IF(ISERROR(DSUM(AddEnergyTable, AR126,AP126:AQ128)),0,DSUM(AddEnergyTable, AR126,AP126:AQ128))","v":0},{"$f":"AR136","v":0}]
[null,null,null,null,null,null,null,null,null,null,null,null,null,null,null,null,null,null,null,null,null,null,null,null,null,null,null,null,{"$f":"Lookups!$AE$20","v":"Scroll up"},{"$f":"IF(ISERROR(DSUM(SubtEnergyTable, AC127,AC127:AC128)),0,DSUM(SubtEnergyTable, AD127,AC127:AC128))","v":0},{"$f":"AD134","v":0},null,{"$f":"Lookups!$AU$89","v":"Landlord - passed through"},{"$f":"Lookups!$AE$20","v":"Scroll up"},{"$f":"IF(ISERROR(DSUM(AddEnergyTable, AI127,AG127:AH128)),0,DSUM(AddEnergyTable, AI127,AG127:AH128))","v":0},{"$f":"AI134","v":0},null,null,null,null,null,{"$f":"Lookups!$AU$91","v":"Tenant - mixed"},{"$f":"AQ127","v":"Scroll up"},null,{"$f":"AR139","v":0}]
[null,null,null,null,null,null,null,null,null,null,null,null,null,null,null,null,null,null,null,null,null,null,null,null,null,null,null,null,{"$f":"$G$53","v":"Fuel"},{"$f":"$AD$123","v":"Annual usage subtracted from LER (kWh)"},{"$f":"AD136","v":0},null,{"$f":"$E$53","v":"Energy type"},{"$f":"$G$53","v":"Fuel"},{"$f":"AI127","v":"Metered annual usage added to LER (kWh)"},{"$f":"AI136","v":0},null,null,null,null,null,{"$f":"$E$53","v":"Energy type"},{"$f":"$G$53","v":"Fuel"},{"$f":"AR123","v":"Metered annual usage added to LER (kWh)"},{"$f":"AR142","v":0}]
[null,null,null,null,null,null,null,null,null,null,null,null,null,null,null,null,null,null,null,null,null,null,null,null,null,null,null,null,{"$f":"Lookups!$AE$21","v":"Scroll up"},{"$f":"IF(ISERROR(DSUM(SubtEnergyTable, AC129,AC129:AC130)),0,DSUM(SubtEnergyTable, AD129,AC129:AC130))","v":0},{"$f":"AD138","v":0},null,{"$f":"Lookups!$AU$89","v":"Landlord - passed through"},{"$f":"Lookups!$AE$21","v":"Scroll up"},{"$f":"IF(ISERROR(DSUM(AddEnergyTable, AI129,AG129:AH130)),0,DSUM(AddEnergyTable, AI129,AG129:AH130))","v":0},{"$f":"AI138","v":0},null,null,null,null,null,{"$f":"Lookups!$AU$90","v":"Tenant - HVAC only"},{"$f":"Lookups!$AE$20","v":"Scroll up"},{"$f":"IF(ISERROR(DSUM(AddEnergyTable, AR129,AP129:AQ131)),0,DSUM(AddEnergyTable, AR129,AP129:AQ131))","v":0},{"$f":"AR145","v":0}]
[null,null,null,null,null,null,null,null,null,null,null,null,null,null,null,null,null,null,null,null,null,null,null,null,null,null,null,null,{"$f":"$G$53","v":"Fuel"},{"$f":"$AD$123","v":"Annual usage subtracted from LER (kWh)"},null,null,{"$f":"$E$53","v":"Energy type"},{"$f":"$G$53","v":"Fuel"},{"$f":"AI129","v":"Metered annual usage added to LER (kWh)"},null,null,null,null,null,null,{"$f":"Lookups!$AU$91","v":"Tenant - mixed"},{"$f":"AQ130","v":"Scroll up"}]
[null,null,null,null,null,null,null,null,null,null,null,null,null,null,null,null,null,null,null,null,null,null,null,null,null,null,null,null,{"$f":"Lookups!$AE$22","v":"Scroll up"},{"$f":"IF(ISERROR(DSUM(SubtEnergyTable, AC131,AC131:AC132)),0,DSUM(SubtEnergyTable, AD131,AC131:AC132))","v":0},null,null,{"$f":"Lookups!$AU$89","v":"Landlord - passed through"},{"$f":"Lookups!$AE$22","v":"Scroll up"},{"$f":"IF(ISERROR(DSUM(AddEnergyTable, AI131,AG131:AH132)),0,DSUM(AddEnergyTable, AI131,AG131:AH132))","v":0},null,null,null,null,null,null,{"$f":"$E$53","v":"Energy type"},{"$f":"$G$53","v":"Fuel"},{"$f":"AR123","v":"Metered annual usage added to LER (kWh)"}]
[null,null,null,null,null,null,null,null,null,null,null,null,null,null,null,null,null,null,null,null,null,null,null,null,null,null,null,null,{"$f":"$G$53","v":"Fuel"},{"$f":"$AD$123","v":"Annual usage subtracted from LER (kWh)"},null,null,{"$f":"$E$53","v":"Energy type"},{"$f":"$G$53","v":"Fuel"},{"$f":"AI131","v":"Metered annual usage added to LER (kWh)"},null,null,null,null,null,null,{"$f":"Lookups!$AU$90","v":"Tenant - HVAC only"},{"$f":"Lookups!$AE$21","v":"Scroll up"},{"$f":"IF(ISERROR(DSUM(AddEnergyTable, AR132,AP132:AQ134)),0,DSUM(AddEnergyTable, AR132,AP132:AQ134))","v":0}]
[null,null,null,null,null,null,null,null,null,null,null,null,null,null,null,null,null,null,null,null,null,null,null,null,null,null,null,null,{"$f":"Lookups!$AE$23","v":"Scroll up"},{"$f":"IF(ISERROR(DSUM(SubtEnergyTable, AC133,AC133:AC134)),0,DSUM(SubtEnergyTable, AD133,AC133:AC134))","v":0},null,null,{"$f":"Lookups!$AU$89","v":"Landlord - passed through"},{"$f":"Lookups!$AE$23","v":"Scroll up"},{"$f":"IF(ISERROR(DSUM(AddEnergyTable, AI133,AG133:AH134)),0,DSUM(AddEnergyTable, AI133,AG133:AH134))","v":0},null,null,null,null,null,null,{"$f":"Lookups!$AU$91","v":"Tenant - mixed"},{"$f":"AQ133","v":"Scroll up"}]
[null,null,null,null,null,null,null,null,null,null,null,null,null,null,null,null,null,null,null,null,null,null,null,null,null,null,null,null,{"$f":"$G$53","v":"Fuel"},{"$f":"$AD$123","v":"Annual usage subtracted from LER (kWh)"},null,null,{"$f":"$E$53","v":"Energy type"},{"$f":"$G$53","v":"Fuel"},{"$f":"AI133","v":"Metered annual usage added to LER (kWh)"},null,null,null,null,null,null,{"$f":"$E$53","v":"Energy type"},{"$f":"$G$53","v":"Fuel"},{"$f":"AR123","v":"Metered annual usage added to LER (kWh)"}]
[null,null,null,null,null,null,null,null,null,null,null,null,null,null,null,null,null,null,null,null,null,null,null,null,null,null,null,null,{"$f":"Lookups!$AE$24","v":"Scroll up"},{"$f":"IF(ISERROR(DSUM(SubtEnergyTable, AC135,AC135:AC136)),0,DSUM(SubtEnergyTable, AD135,AC135:AC136))","v":0},null,null,{"$f":"Lookups!$AU$89","v":"Landlord - passed through"},{"$f":"Lookups!$AE$24","v":"Scroll up"},{"$f":"IF(ISERROR(DSUM(AddEnergyTable, AI135,AG135:AH136)),0,DSUM(AddEnergyTable, AI135,AG135:AH136))","v":0},null,null,null,null,null,null,{"$f":"Lookups!$AU$90","v":"Tenant - HVAC only"},{"$f":"Lookups!$AE$22","v":"Scroll up"},{"$f":"IF(ISERROR(DSUM(AddEnergyTable, AR135,AP135:AQ137)),0,DSUM(AddEnergyTable, AR135,AP135:AQ137))","v":0}]
[null,null,null,null,null,null,null,null,null,null,null,null,null,null,null,null,null,null,null,null,null,null,null,null,null,null,null,null,{"$f":"$G$53","v":"Fuel"},{"$f":"$AD$123","v":"Annual usage subtracted from LER (kWh)"},null,null,{"$f":"$E$53","v":"Energy type"},{"$f":"$G$53","v":"Fuel"},{"$f":"AI135","v":"Metered annual usage added to LER (kWh)"},null,null,null,null,null,null,{"$f":"Lookups!$AU$91","v":"Tenant - mixed"},{"$f":"AQ136","v":"Scroll up"}]
[null,null,null,null,null,null,null,null,null,null,null,null,null,null,null,null,null,null,null,null,null,null,null,null,null,null,null,null,{"$f":"Lookups!$AE$25","v":"Scroll up"},{"$f":"IF(ISERROR(DSUM(SubtEnergyTable, AC137,AC137:AC138)),0,DSUM(SubtEnergyTable, AD137,AC137:AC138))","v":0},null,null,{"$f":"Lookups!$AU$89","v":"Landlord - passed through"},{"$f":"Lookups!$AE$25","v":"Scroll up"},{"$f":"IF(ISERROR(DSUM(AddEnergyTable, AI137,AG137:AH138)),0,DSUM(AddEnergyTable, AI137,AG137:AH138))","v":0},null,null,null,null,null,null,{"$f":"$E$53","v":"Energy type"},{"$f":"$G$53","v":"Fuel"},{"$f":"AR123","v":"Metered annual usage added to LER (kWh)"}]
[null,null,null,null,null,null,null,null,null,null,null,null,null,null,null,null,null,null,null,null,null,null,null,null,null,null,null,null,{"$f":"$G$53","v":"Fuel"},{"$f":"$AD$123","v":"Annual usage subtracted from LER (kWh)"},null,null,{"$f":"$E$53","v":"Energy type"},{"$f":"$G$53","v":"Fuel"},{"$f":"AI137","v":"Metered annual usage added to LER (kWh)"},null,null,null,null,null,null,{"$f":"Lookups!$AU$90","v":"Tenant - HVAC only"},{"$f":"Lookups!$AE$23","v":"Scroll up"},{"$f":"IF(ISERROR(DSUM(AddEnergyTable, AR138,AP138:AQ140)),0,DSUM(AddEnergyTable, AR138,AP138:AQ140))","v":0}]
[null,null,null,null,null,null,null,null,null,null,null,null,null,null,null,null,null,null,null,null,null,null,null,null,null,null,null,null,{"$f":"Lookups!$AE$26","v":"Scroll up"},{"$f":"IF(ISERROR(DSUM(SubtEnergyTable, AC139,AC139:AC140)),0,DSUM(SubtEnergyTable, AD139,AC139:AC140))","v":0},null,null,{"$f":"Lookups!$AU$89","v":"Landlord - passed through"},{"$f":"Lookups!$AE$26","v":"Scroll up"},{"$f":"IF(ISERROR(DSUM(AddEnergyTable, AI139,AG139:AH140)),0,DSUM(AddEnergyTable, AI139,AG139:AH140))","v":0},null,null,null,null,null,null,{"$f":"Lookups!$AU$91","v":"Tenant - mixed"},{"$f":"AQ139","v":"Scroll up"}]
[null,null,null,null,null,null,null,null,null,null,null,null,null,null,null,null,null,null,null,null,null,null,null,null,null,null,null,null,null,null,null,null,null,null,null,null,null,null,null,null,null,{"$f":"$E$53","v":"Energy type"},{"$f":"$G$53","v":"Fuel"},{"$f":"AR123","v":"Metered annual usage added to LER (kWh)"}]
[null,null,null,null,null,null,null,null,null,null,null,null,null,null,null,null,null,null,null,null,null,null,null,null,null,null,null,null,null,null,null,null,null,null,null,null,null,null,null,null,null,{"$f":"Lookups!$AU$90","v":"Tenant - HVAC only"},{"$f":"Lookups!$AE$24","v":"Scroll up"},{"$f":"IF(ISERROR(DSUM(AddEnergyTable, AR141,AP141:AQ143)),0,DSUM(AddEnergyTable, AR141,AP141:AQ143))","v":0}]
[null,null,null,null,null,null,null,null,null,null,null,null,null,null,null,null,null,null,null,null,null,null,null,null,null,null,null,null,null,null,null,null,null,null,null,null,null,null,null,null,null,{"$f":"Lookups!$AU$91","v":"Tenant - mixed"},{"$f":"AQ142","v":"Scroll up"}]
[null,null,null,null,null,null,null,null,null,null,null,null,null,null,null,null,null,null,null,null,null,null,null,null,null,null,null,null,null,null,null,null,null,null,null,null,null,null,null,null,null,{"$f":"$E$53","v":"Energy type"},{"$f":"$G$53","v":"Fuel"},{"$f":"AR129","v":"Metered annual usage added to LER (kWh)"}]
[null,null,null,null,null,null,null,null,null,null,null,null,null,null,null,null,null,null,null,null,null,null,null,null,null,null,null,null,null,null,null,null,null,null,null,null,null,null,null,null,null,{"$f":"Lookups!$AU$90","v":"Tenant - HVAC only"},{"$f":"Lookups!$AE$25","v":"Scroll up"},{"$f":"IF(ISERROR(DSUM(AddEnergyTable, AR144,AP144:AQ146)),0,DSUM(AddEnergyTable, AR144,AP144:AQ146))","v":0}]
[null,null,null,null,null,null,null,null,null,null,null,null,null,null,null,null,null,null,null,null,null,null,null,null,null,null,null,null,null,null,null,null,null,null,null,null,null,null,null,null,null,{"$f":"Lookups!$AU$91","v":"Tenant - mixed"},{"$f":"AQ145","v":"Scroll up"}]
[null,null,null,null,null,null,null,null,null,null,null,null,null,null,null,null,null,null,null,null,null,null,null,null,null,null,null,null,null,null,null,null,null,null,null,null,null,null,null,null,null,{"$f":"$E$53","v":"Energy type"},{"$f":"$G$53","v":"Fuel"},{"$f":"AR123","v":"Metered annual usage added to LER (kWh)"}]
[null,null,null,null,null,null,null,null,null,null,null,null,null,null,null,null,null,null,null,null,null,null,null,null,null,null,null,null,null,null,null,null,null,null,null,null,null,null,null,null,null,{"$f":"Lookups!$AU$90","v":"Tenant - HVAC only"},{"$f":"Lookups!$AE$26","v":"Scroll up"},{"$f":"IF(ISERROR(DSUM(AddEnergyTable, AR147,AP147:AQ149)),0,DSUM(AddEnergyTable, AR147,AP147:AQ149))","v":0}]
[null,null,null,null,null,null,null,null,null,null,null,null,null,null,null,null,null,null,null,null,null,null,null,null,null,null,null,null,null,null,null,null,null,null,null,null,null,null,null,null,null,{"$f":"Lookups!$AU$91","v":"Tenant - mixed"},{"$f":"AQ148","v":"Scroll up"}]
[]
[]
[]
[]
[]
[null,null,null,null,null,null,null,null,null,null,null,null,null,null,null,null,null,null,null,null,null,null,null,null,null,null,null,null,null,null,null,null,null,null,null,null,null,null,null,null,"Additions - for \"don't know\" situation"]
[]
[]
[null,null,null,null,null,null,null,null,null,null,null,null,null,null,null,null,null,null,null,null,null,null,null,null,null,null,null,null,null,null,null,null,null,null,null,null,null,null,null,null,null,{"$f":"F53","v":"What is the energy used for? "},{"$f":"H53","v":"Floor area affected (m2)"},null,null,null,null,null,null,null,null,{"$f":"$E$53","v":"Energy type"},{"$f":"$G$53","v":"Fuel"},{"$f":"$S$53","v":"Metered annual usage added to LER (kWh)"}]
[null,null,null,null,null,null,null,null,null,null,null,null,null,null,null,null,null,null,null,null,null,null,null,null,null,null,null,null,null,null,null,null,null,null,null,null,null,null,null,null,null,{"$f":"Lookups!AU98","v":"DHW - Hand basins in WC's only"},{"$f":"IF(ISERROR(DSUM(AddEnergyTable, AQ158,AP158:AP159)),0,DSUM(AddEnergyTable, AQ158,AP158:AP159))","v":0},null,null,null,null,null,null,null,null,{"$f":"Lookups!$BC$89","v":"Tenant - HVAC only"},{"$f":"Lookups!$Q$18","v":"Scroll up"},{"$f":"IF(ISERROR(DSUM(AddEnergyTable, BB158,AZ158:BA159)),0,DSUM(AddEnergyTable, BB158,AZ158:BA159))","v":0}]
[null,null,null,null,null,null,null,null,null,null,null,null,null,null,null,null,null,null,null,null,null,null,null,null,null,null,null,null,null,null,null,null,null,null,null,null,null,null,null,null,null,{"$f":"$AP$158","v":"What is the energy used for? "},{"$f":"$AQ$158","v":"Floor area affected (m2)"},null,null,null,null,null,null,null,null,{"$f":"$E$53","v":"Energy type"},{"$f":"$G$53","v":"Fuel"},{"$f":"$S$53","v":"Metered annual usage added to LER (kWh)"}]
[null,null,null,null,null,null,null,null,null,null,null,null,null,null,null,null,null,null,null,null,null,null,null,null,null,null,null,null,null,null,null,null,null,null,null,null,null,null,null,null,null,{"$f":"Lookups!AU99","v":"DHW - Hand basins and showers"},{"$f":"IF(ISERROR(DSUM(AddEnergyTable, AQ160,AP160:AP161)),0,DSUM(AddEnergyTable, AQ160,AP160:AP161))","v":0},null,null,null,null,null,null,null,null,{"$f":"Lookups!$BC$89","v":"Tenant - HVAC only"},{"$f":"Lookups!$Q$19","v":"Scroll up"},{"$f":"IF(ISERROR(DSUM(AddEnergyTable, BB160,AZ160:BA161)),0,DSUM(AddEnergyTable, BB160,AZ160:BA161))","v":0}]
[null,null,null,null,null,null,null,null,null,null,null,null,null,null,null,null,null,null,null,null,null,null,null,null,null,null,null,null,null,null,null,null,null,null,null,null,null,null,null,null,null,{"$f":"$AP$158","v":"What is the energy used for? "},{"$f":"$AQ$158","v":"Floor area affected (m2)"},null,null,null,null,null,null,null,null,{"$f":"$E$53","v":"Energy type"},{"$f":"$G$53","v":"Fuel"},{"$f":"$S$53","v":"Metered annual usage added to LER (kWh)"}]
[null,null,null,null,null,null,null,null,null,null,null,null,null,null,null,null,null,null,null,null,null,null,null,null,null,null,null,null,null,null,null,null,null,null,null,null,null,null,null,null,null,{"$f":"Lookups!AU100","v":"DHW - Hand basins and kitchenettes"},{"$f":"IF(ISERROR(DSUM(AddEnergyTable, AQ162,AP162:AP163)),0,DSUM(AddEnergyTable, AQ162,AP162:AP163))","v":0},null,null,null,null,null,null,null,null,{"$f":"Lookups!$BC$89","v":"Tenant - HVAC only"},{"$f":"Lookups!$Q$20","v":"Scroll up"},{"$f":"IF(ISERROR(DSUM(AddEnergyTable, BB162,AZ162:BA163)),0,DSUM(AddEnergyTable, BB162,AZ162:BA163))","v":0}]
[null,null,null,null,null,null,null,null,null,null,null,null,null,null,null,null,null,null,null,null,null,null,null,null,null,null,null,null,null,null,null,null,null,null,null,null,null,null,null,null,null,{"$f":"$AP$158","v":"What is the energy used for? "},{"$f":"$AQ$158","v":"Floor area affected (m2)"},null,null,null,null,null,null,null,null,{"$f":"$E$53","v":"Energy type"},{"$f":"$G$53","v":"Fuel"},{"$f":"$S$53","v":"Metered annual usage added to LER (kWh)"}]
[null,null,null,null,null,null,null,null,null,null,null,null,null,null,null,null,null,null,null,null,null,null,null,null,null,null,null,null,null,null,null,null,null,null,null,null,null,null,null,null,null,{"$f":"Lookups!AU101","v":"DHW - Hand basins, kitchenettes & showers"},{"$f":"IF(ISERROR(DSUM(AddEnergyTable, AQ164,AP164:AP165)),0,DSUM(AddEnergyTable, AQ164,AP164:AP165))","v":0},null,null,null,null,null,null,null,null,{"$f":"Lookups!$BC$89","v":"Tenant - HVAC only"},{"$f":"Lookups!$Q$21","v":"Scroll up"},{"$f":"IF(ISERROR(DSUM(AddEnergyTable, BB164,AZ164:BA165)),0,DSUM(AddEnergyTable, BB164,AZ164:BA165))","v":0}]
[null,null,null,null,null,null,null,null,null,null,null,null,null,null,null,null,null,null,null,null,null,null,null,null,null,null,null,null,null,null,null,null,null,null,null,null,null,null,null,null,null,{"$f":"$AP$158","v":"What is the energy used for? "},{"$f":"$AQ$158","v":"Floor area affected (m2)"},null,null,null,null,null,null,null,null,{"$f":"$E$53","v":"Energy type"},{"$f":"$G$53","v":"Fuel"},{"$f":"$S$53","v":"Metered annual usage added to LER (kWh)"}]
[null,null,null,null,null,null,null,null,null,null,null,null,null,null,null,null,null,null,null,null,null,null,null,null,null,null,null,null,null,null,null,null,null,null,null,null,null,null,null,null,null,{"$f":"Lookups!AU102","v":"DHW - Catering"},{"$f":"IF(ISERROR(DSUM(AddEnergyTable, AQ166,AP166:AP167)),0,DSUM(AddEnergyTable, AQ166,AP166:AP167))","v":0},null,null,null,null,null,null,null,null,{"$f":"Lookups!$BC$89","v":"Tenant - HVAC only"},{"$f":"Lookups!$Q$22","v":"Scroll up"},{"$f":"IF(ISERROR(DSUM(AddEnergyTable, BB166,AZ166:BA167)),0,DSUM(AddEnergyTable, BB166,AZ166:BA167))","v":0}]
[null,null,null,null,null,null,null,null,null,null,null,null,null,null,null,null,null,null,null,null,null,null,null,null,null,null,null,null,null,null,null,null,null,null,null,null,null,null,null,null,null,{"$f":"$AP$158","v":"What is the energy used for? "},{"$f":"$AQ$158","v":"Floor area affected (m2)"},null,null,null,null,null,null,null,null,{"$f":"$E$53","v":"Energy type"},{"$f":"$G$53","v":"Fuel"},{"$f":"$S$53","v":"Metered annual usage added to LER (kWh)"}]
[null,null,null,null,null,null,null,null,null,null,null,null,null,null,null,null,null,null,null,null,null,null,null,null,null,null,null,null,null,null,null,null,null,null,null,null,null,null,null,null,null,{"$f":"Lookups!AU103","v":"DHW - Catering & WC's"},{"$f":"IF(ISERROR(DSUM(AddEnergyTable, AQ168,AP168:AP169)),0,DSUM(AddEnergyTable, AQ168,AP168:AP169))","v":0},null,null,null,null,null,null,null,null,{"$f":"Lookups!$BC$89","v":"Tenant - HVAC only"},{"$f":"Lookups!$Q$23","v":"Scroll up"},{"$f":"IF(ISERROR(DSUM(AddEnergyTable, BB168,AZ168:BA169)),0,DSUM(AddEnergyTable, BB168,AZ168:BA169))","v":0}]
[null,null,null,null,null,null,null,null,null,null,null,null,null,null,null,null,null,null,null,null,null,null,null,null,null,null,null,null,null,null,null,null,null,null,null,null,null,null,null,null,null,{"$f":"$AP$158","v":"What is the energy used for? "},{"$f":"$AQ$158","v":"Floor area affected (m2)"}]
[null,null,null,null,null,null,null,null,null,null,null,null,null,null,null,null,null,null,null,null,null,null,null,null,null,null,null,null,null,null,null,null,null,null,null,null,null,null,null,null,null,{"$f":"Lookups!AU104","v":"DHW - Catering, WC's & showers"},{"$f":"IF(ISERROR(DSUM(AddEnergyTable, AQ170,AP170:AP171)),0,DSUM(AddEnergyTable, AQ170,AP170:AP171))","v":0},null,null,null,null,null,null,null,null,{"$f":"$E$53","v":"Energy type"},{"$f":"$G$53","v":"Fuel"},{"$f":"$S$53","v":"Metered annual usage added to LER (kWh)"}]
[null,null,null,null,null,null,null,null,null,null,null,null,null,null,null,null,null,null,null,null,null,null,null,null,null,null,null,null,null,null,null,null,null,null,null,null,null,null,null,null,null,{"$f":"$AP$158","v":"What is the energy used for? "},{"$f":"$AQ$158","v":"Floor area affected (m2)"},null,null,null,null,null,null,null,null,{"$f":"Lookups!$BC$91","v":"Tenant - mived"},{"$f":"Lookups!$Q$18","v":"Scroll up"},{"$f":"IF(ISERROR(DSUM(AddEnergyTable, BB171,AZ171:BA172)),0,DSUM(AddEnergyTable, BB171,AZ171:BA172))","v":0}]
[null,null,null,null,null,null,null,null,null,null,null,null,null,null,null,null,null,null,null,null,null,null,null,null,null,null,null,null,null,null,null,null,null,null,null,null,null,null,null,null,null,{"$f":"Lookups!AU105","v":"Fan coil units (no reheat)"},{"$f":"IF(ISERROR(DSUM(AddEnergyTable, AQ172,AP172:AP173)),0,DSUM(AddEnergyTable, AQ172,AP172:AP173))","v":0},null,null,null,null,null,null,null,null,{"$f":"$E$53","v":"Energy type"},{"$f":"$G$53","v":"Fuel"},{"$f":"$S$53","v":"Metered annual usage added to LER (kWh)"}]
[null,null,null,null,null,null,null,null,null,null,null,null,null,null,null,null,null,null,null,null,null,null,null,null,null,null,null,null,null,null,null,null,null,null,null,null,null,null,null,null,null,{"$f":"$AP$158","v":"What is the energy used for? "},{"$f":"$AQ$158","v":"Floor area affected (m2)"},null,null,null,null,null,null,null,null,{"$f":"Lookups!$BC$91","v":"Tenant - mived"},{"$f":"Lookups!$Q$19","v":"Scroll up"},{"$f":"IF(ISERROR(DSUM(AddEnergyTable, BB173,AZ173:BA174)),0,DSUM(AddEnergyTable, BB173,AZ173:BA174))","v":0}]
[null,null,null,null,null,null,null,null,null,null,null,null,null,null,null,null,null,null,null,null,null,null,null,null,null,null,null,null,null,null,null,null,null,null,null,null,null,null,null,null,null,{"$f":"Lookups!AU106","v":"Fan coil units with terminal reheat"},{"$f":"IF(ISERROR(DSUM(AddEnergyTable, AQ174,AP174:AP175)),0,DSUM(AddEnergyTable, AQ174,AP174:AP175))","v":0},null,null,null,null,null,null,null,null,{"$f":"$E$53","v":"Energy type"},{"$f":"$G$53","v":"Fuel"},{"$f":"$S$53","v":"Metered annual usage added to LER (kWh)"}]
[null,null,null,null,null,null,null,null,null,null,null,null,null,null,null,null,null,null,null,null,null,null,null,null,null,null,null,null,null,null,null,null,null,null,null,null,null,null,null,null,null,{"$f":"$AP$158","v":"What is the energy used for? "},{"$f":"$AQ$158","v":"Floor area affected (m2)"},null,null,null,null,null,null,null,null,{"$f":"Lookups!$BC$91","v":"Tenant - mived"},{"$f":"Lookups!$Q$20","v":"Scroll up"},{"$f":"IF(ISERROR(DSUM(AddEnergyTable, BB175,AZ175:BA176)),0,DSUM(AddEnergyTable, BB175,AZ175:BA176))","v":0}]
[null,null,null,null,null,null,null,null,null,null,null,null,null,null,null,null,null,null,null,null,null,null,null,null,null,null,null,null,null,null,null,null,null,null,null,null,null,null,null,null,null,{"$f":"Lookups!AU107","v":"Perimeter heating (Electric)"},{"$f":"IF(ISERROR(DSUM(AddEnergyTable, AQ176,AP176:AP177)),0,DSUM(AddEnergyTable, AQ176,AP176:AP177))","v":0},null,null,null,null,null,null,null,null,{"$f":"$E$53","v":"Energy type"},{"$f":"$G$53","v":"Fuel"},{"$f":"$S$53","v":"Metered annual usage added to LER (kWh)"}]
[null,null,null,null,null,null,null,null,null,null,null,null,null,null,null,null,null,null,null,null,null,null,null,null,null,null,null,null,null,null,null,null,null,null,null,null,null,null,null,null,null,{"$f":"$AP$158","v":"What is the energy used for? "},{"$f":"$AQ$158","v":"Floor area affected (m2)"},null,null,null,null,null,null,null,null,{"$f":"Lookups!$BC$91","v":"Tenant - mived"},{"$f":"Lookups!$Q$21","v":"Scroll up"},{"$f":"IF(ISERROR(DSUM(AddEnergyTable, BB177,AZ177:BA178)),0,DSUM(AddEnergyTable, BB177,AZ177:BA178))","v":0}]
[null,null,null,null,null,null,null,null,null,null,null,null,null,null,null,null,null,null,null,null,null,null,null,null,null,null,null,null,null,null,null,null,null,null,null,null,null,null,null,null,null,{"$f":"Lookups!AU108","v":"Perimeter heating (Gas)"},{"$f":"IF(ISERROR(DSUM(AddEnergyTable, AQ178,AP178:AP179)),0,DSUM(AddEnergyTable, AQ178,AP178:AP179))","v":0},null,null,null,null,null,null,null,null,{"$f":"$E$53","v":"Energy type"},{"$f":"$G$53","v":"Fuel"},{"$f":"$S$53","v":"Metered annual usage added to LER (kWh)"}]
[null,null,null,null,null,null,null,null,null,null,null,null,null,null,null,null,null,null,null,null,null,null,null,null,null,null,null,null,null,null,null,null,null,null,null,null,null,null,null,null,null,{"$f":"$AP$158","v":"What is the energy used for? "},{"$f":"$AQ$158","v":"Floor area affected (m2)"},null,null,null,null,null,null,null,null,{"$f":"Lookups!$BC$91","v":"Tenant - mived"},{"$f":"Lookups!$Q$22","v":"Scroll up"},{"$f":"IF(ISERROR(DSUM(AddEnergyTable, BB179,AZ179:BA180)),0,DSUM(AddEnergyTable, BB179,AZ179:BA180))","v":0}]
[null,null,null,null,null,null,null,null,null,null,null,null,null,null,null,null,null,null,null,null,null,null,null,null,null,null,null,null,null,null,null,null,null,null,null,null,null,null,null,null,null,{"$f":"Lookups!AU109","v":"On floor AHU's"},{"$f":"IF(ISERROR(DSUM(AddEnergyTable, AQ180,AP180:AP181)),0,DSUM(AddEnergyTable, AQ180,AP180:AP181))","v":0},null,null,null,null,null,null,null,null,{"$f":"$E$53","v":"Energy type"},{"$f":"$G$53","v":"Fuel"},{"$f":"$S$53","v":"Metered annual usage added to LER (kWh)"}]
[null,null,null,null,null,null,null,null,null,null,null,null,null,null,null,null,null,null,null,null,null,null,null,null,null,null,null,null,null,null,null,null,null,null,null,null,null,null,null,null,null,null,null,null,null,null,null,null,null,null,null,{"$f":"Lookups!$BC$91","v":"Tenant - mived"},{"$f":"Lookups!$Q$23","v":"Scroll up"},{"$f":"IF(ISERROR(DSUM(AddEnergyTable, BB181,AZ181:BA182)),0,DSUM(AddEnergyTable, BB181,AZ181:BA182))","v":0}]
[]
[]
[]
[]
[]
[]
[]
[]
[]
[]
[]
[]
[]
[]
[]
[]
[]
[]
[null,null,null,null,null,null,null,null,null,null,null,null,null,null,null,null,null,null,null,null,null,null,null,null,null,null,null,null,null,null,null,null,null,null,null,null,null,null,null,null,null,null,null,null,null,null,null,"Electricity",null,"Energy supply A",null,null,"Energy supply B"]
[null,null,null,null,null,null,null,null,null,null,null,null,null,null,null,null,null,null,null,null,null,null,null,null,null,null,null,null,null,null,null,null,null,null,null,null,null,null,null,null,null,null,null,null,"Fuel / energy type",null,null,"Mains Electricity",null,{"$f":"IF(Lookups!Q19=\"Scroll up\",\"\",Lookups!Q19)","v":""},null,null,{"$f":"'C - Additional Energy Data'!K12","v":0}]
[]
[null,null,null,null,null,null,null,null,null,null,null,null,null,null,null,null,null,null,null,null,null,null,null,null,null,null,null,null,null,null,null,null,null,null,null,null,null,null,null,null,null,null,null,null,null,null,null,"Tenant meters - HVAC only",null,"Tenant meters - HVAC only",null,null,"Tenant meters - HVAC only"]
[null,null,null,null,null,null,null,null,null,null,null,null,null,null,null,null,null,null,null,null,null,null,null,null,null,null,null,null,null,null,null,null,null,null,null,null,null,null,null,null,null,null,null,null,"Unit ",null,null,"kWh",null,"kWh",null,null,"kWh"]
[null,null,null,null,null,null,null,null,null,null,null,null,null,null,null,null,null,null,null,null,null,null,null,null,null,null,null,null,null,null,null,null,null,null,null,null,null,null,null,null,null,null,null,null,"Period Start "]
[null,null,null,null,null,null,null,null,null,null,null,null,null,null,null,null,null,null,null,null,null,null,null,null,null,null,null,null,null,null,null,null,null,null,null,null,null,null,null,null,null,null,null,null,"Period End "]
[null,null,null,null,null,null,null,null,null,null,null,null,null,null,null,null,null,null,null,null,null,null,null,null,null,null,null,null,null,null,null,null,null,null,null,null,null,null,null,null,null,null,null,null,"Total Consumption "]
[null,null,null,null,null,null,null,null,null,null,null,null,null,null,null,null,null,null,null,null,null,null,null,null,null,null,null,null,null,null,null,null,null,null,null,null,null,null,null,null,null,null,null,null,"Normalise to 365 days?  ",null,null,"Yes",null,"Yes",null,null,"Yes"]
[null,null,null,null,null,null,null,null,null,null,null,null,null,null,null,null,null,null,null,null,null,null,null,null,null,null,null,null,null,null,null,null,null,null,null,null,null,null,null,null,null,null,null,null,"Source of Data ",null,null,"<Select>",null,"<Select>",null,null,"<Select>"]
[null,null,null,null,null,null,null,null,null,null,null,null,null,null,null,null,null,null,null,null,null,null,null,null,null,null,null,null,null,null,null,null,null,null,null,null,null,null,null,null,null,null,null,null,"Annual Usage (kWh) ",null,null,{"$f":"IF(AV209=\"Yes\",AV208*(365/(AV207-AV206)), AV208)","v":{"$error":"#DIV/0!"}},null,{"$f":"IF(AX209=\"Yes\",AX208*(365/(AX207-AX206)), AX208)","v":{"$error":"#DIV/0!"}},null,null,{"$f":"IF(BA209=\"Yes\",BA208*(365/(BA207-BA206)), BA208)","v":{"$error":"#DIV/0!"}}]
[]
[null,null,null,null,null,null,null,null,null,null,null,null,null,null,null,null,null,null,null,null,null,null,null,null,null,null,null,null,null,null,null,null,null,null,null,null,null,null,null,null,null,null,null,null,null,null,null,"Tenant meters - non HVAC only ",null,"Tenant meters - non HVAC only ",null,null,"Tenant meters - non HVAC only "]
[null,null,null,null,null,null,null,null,null,null,null,null,null,null,null,null,null,null,null,null,null,null,null,null,null,null,null,null,null,null,null,null,null,null,null,null,null,null,null,null,null,null,null,null,"Unit ",null,null,"kWh",null,"kWh",null,null,"kWh"]
[null,null,null,null,null,null,null,null,null,null,null,null,null,null,null,null,null,null,null,null,null,null,null,null,null,null,null,null,null,null,null,null,null,null,null,null,null,null,null,null,null,null,null,null,"Period Start "]
[null,null,null,null,null,null,null,null,null,null,null,null,null,null,null,null,null,null,null,null,null,null,null,null,null,null,null,null,null,null,null,null,null,null,null,null,null,null,null,null,null,null,null,null,"Period End "]
[null,null,null,null,null,null,null,null,null,null,null,null,null,null,null,null,null,null,null,null,null,null,null,null,null,null,null,null,null,null,null,null,null,null,null,null,null,null,null,null,null,null,null,null,"Total Consumption "]
[null,null,null,null,null,null,null,null,null,null,null,null,null,null,null,null,null,null,null,null,null,null,null,null,null,null,null,null,null,null,null,null,null,null,null,null,null,null,null,null,null,null,null,null,"Normalise to 365 days?  ",null,null,"Yes",null,"Yes",null,null,"Yes"]
[null,null,null,null,null,null,null,null,null,null,null,null,null,null,null,null,null,null,null,null,null,null,null,null,null,null,null,null,null,null,null,null,null,null,null,null,null,null,null,null,null,null,null,null,"Source of Data ",null,null,"<Select>",null,"<Select>",null,null,"<Select>"]
[null,null,null,null,null,null,null,null,null,null,null,null,null,null,null,null,null,null,null,null,null,null,null,null,null,null,null,null,null,null,null,null,null,null,null,null,null,null,null,null,null,null,null,null,"Annual Usage (kWh) ",null,null,{"$f":"IF(AV218=\"Yes\",AV217*(365/(AV216-AV215)), AV217)","v":{"$error":"#DIV/0!"}},null,{"$f":"IF(AX218=\"Yes\",AX217*(365/(AX216-AX215)), AX217)","v":{"$error":"#DIV/0!"}},null,null,{"$f":"IF(BA218=\"Yes\",BA217*(365/(BA216-BA215)), BA217)","v":{"$error":"#DIV/0!"}}]
[]
[null,null,null,null,null,null,null,null,null,null,null,null,null,null,null,null,null,null,null,null,null,null,null,null,null,null,null,null,null,null,null,null,null,null,null,null,null,null,null,null,null,null,null,null,null,null,null,"Tenant meters - mixed use",null,"Tenant meters - mixed use",null,null,"Tenant meters - mixed use"]
[null,null,null,null,null,null,null,null,null,null,null,null,null,null,null,null,null,null,null,null,null,null,null,null,null,null,null,null,null,null,null,null,null,null,null,null,null,null,null,null,null,null,null,null,"Unit ",null,null,"kWh",null,"kWh",null,null,"kWh"]
[null,null,null,null,null,null,null,null,null,null,null,null,null,null,null,null,null,null,null,null,null,null,null,null,null,null,null,null,null,null,null,null,null,null,null,null,null,null,null,null,null,null,null,null,"Period Start "]
[null,null,null,null,null,null,null,null,null,null,null,null,null,null,null,null,null,null,null,null,null,null,null,null,null,null,null,null,null,null,null,null,null,null,null,null,null,null,null,null,null,null,null,null,"Period End "]
[null,null,null,null,null,null,null,null,null,null,null,null,null,null,null,null,null,null,null,null,null,null,null,null,null,null,null,null,null,null,null,null,null,null,null,null,null,null,null,null,null,null,null,null,"Total Consumption "]
[null,null,null,null,null,null,null,null,null,null,null,null,null,null,null,null,null,null,null,null,null,null,null,null,null,null,null,null,null,null,null,null,null,null,null,null,null,null,null,null,null,null,null,null,"Normalise to 365 days?  ",null,null,"Yes",null,"Yes",null,null,"Yes"]
[null,null,null,null,null,null,null,null,null,null,null,null,null,null,null,null,null,null,null,null,null,null,null,null,null,null,null,null,null,null,null,null,null,null,null,null,null,null,null,null,null,null,null,null,"Source of Data ",null,null,"<Select>",null,"<Select>",null,null,"<Select>"]
[null,null,null,null,null,null,null,null,null,null,null,null,null,null,null,null,null,null,null,null,null,null,null,null,null,null,null,null,null,null,null,null,null,null,null,null,null,null,null,null,null,null,null,null,"Annual Usage (kWh) ",null,null,{"$f":"IF(AV227=\"Yes\",AV226*(365/(AV225-AV224)), AV226)","v":{"$error":"#DIV/0!"}},null,{"$f":"IF(AX227=\"Yes\",AX226*(365/(AX225-AX224)), AX226)","v":{"$error":"#DIV/0!"}},null,null,{"$f":"IF(BA227=\"Yes\",BA226*(365/(BA225-BA224)), BA226)","v":{"$error":"#DIV/0!"}}]
[]
[]
[null,null,null,null,null,null,null,null,null,null,null,null,null,null,null,null,null,null,null,null,null,null,null,null,null,null,null,null,null,null,null,null,null,null,null,null,null,null,null,null,null,null,null,null,null,null,null,"Energy supply C",null,"Energy supply D",null,null,"Energy supply E"]
[null,null,null,null,null,null,null,null,null,null,null,null,null,null,null,null,null,null,null,null,null,null,null,null,null,null,null,null,null,null,null,null,null,null,null,null,null,null,null,null,null,null,null,null,"Fuel / energy type",null,null,{"$f":"'C - Additional Energy Data'!G12:G12","v":0},null,{"$f":"'C - Additional Energy Data'!I12:I12","v":0},null,null,{"$f":"'C - Additional Energy Data'!K35","v":"<Select>"}]
[]
[null,null,null,null,null,null,null,null,null,null,null,null,null,null,null,null,null,null,null,null,null,null,null,null,null,null,null,null,null,null,null,null,null,null,null,null,null,null,null,null,null,null,null,null,null,null,null,"Tenant meters - HVAC only",null,"Tenant meters - HVAC only",null,null,"Tenant meters - HVAC only"]
[null,null,null,null,null,null,null,null,null,null,null,null,null,null,null,null,null,null,null,null,null,null,null,null,null,null,null,null,null,null,null,null,null,null,null,null,null,null,null,null,null,null,null,null,"Unit ",null,null,"kWh",null,"kWh",null,null,"kWh"]
[null,null,null,null,null,null,null,null,null,null,null,null,null,null,null,null,null,null,null,null,null,null,null,null,null,null,null,null,null,null,null,null,null,null,null,null,null,null,null,null,null,null,null,null,"Period Start "]
[null,null,null,null,null,null,null,null,null,null,null,null,null,null,null,null,null,null,null,null,null,null,null,null,null,null,null,null,null,null,null,null,null,null,null,null,null,null,null,null,null,null,null,null,"Period End "]
[null,null,null,null,null,null,null,null,null,null,null,null,null,null,null,null,null,null,null,null,null,null,null,null,null,null,null,null,null,null,null,null,null,null,null,null,null,null,null,null,null,null,null,null,"Total Consumption "]
[null,null,null,null,null,null,null,null,null,null,null,null,null,null,null,null,null,null,null,null,null,null,null,null,null,null,null,null,null,null,null,null,null,null,null,null,null,null,null,null,null,null,null,null,"Normalise to 365 days?  ",null,null,"Yes",null,"Yes",null,null,"Yes"]
[null,null,null,null,null,null,null,null,null,null,null,null,null,null,null,null,null,null,null,null,null,null,null,null,null,null,null,null,null,null,null,null,null,null,null,null,null,null,null,null,null,null,null,null,"Source of Data ",null,null,"<Select>",null,"<Select>",null,null,"<Select>"]
[null,null,null,null,null,null,null,null,null,null,null,null,null,null,null,null,null,null,null,null,null,null,null,null,null,null,null,null,null,null,null,null,null,null,null,null,null,null,null,null,null,null,null,null,"Annual Usage (kWh) ",null,null,{"$f":"IF(AV240=\"Yes\",AV239*(365/(AV238-AV237)), AV239)","v":{"$error":"#DIV/0!"}},null,{"$f":"IF(AX240=\"Yes\",AX239*(365/(AX238-AX237)), AX239)","v":{"$error":"#DIV/0!"}},null,null,{"$f":"IF(BA240=\"Yes\",BA239*(365/(BA238-BA237)), BA239)","v":{"$error":"#DIV/0!"}}]
[]
[null,null,null,null,null,null,null,null,null,null,null,null,null,null,null,null,null,null,null,null,null,null,null,null,null,null,null,null,null,null,null,null,null,null,null,null,null,null,null,null,null,null,null,null,null,null,null,"Tenant meters - non HVAC only ",null,"Tenant meters - non HVAC only ",null,null,"Tenant meters - non HVAC only "]
[null,null,null,null,null,null,null,null,null,null,null,null,null,null,null,null,null,null,null,null,null,null,null,null,null,null,null,null,null,null,null,null,null,null,null,null,null,null,null,null,null,null,null,null,"Unit ",null,null,"kWh",null,"kWh",null,null,"kWh"]
[null,null,null,null,null,null,null,null,null,null,null,null,null,null,null,null,null,null,null,null,null,null,null,null,null,null,null,null,null,null,null,null,null,null,null,null,null,null,null,null,null,null,null,null,"Period Start "]
[null,null,null,null,null,null,null,null,null,null,null,null,null,null,null,null,null,null,null,null,null,null,null,null,null,null,null,null,null,null,null,null,null,null,null,null,null,null,null,null,null,null,null,null,"Period End "]
[null,null,null,null,null,null,null,null,null,null,null,null,null,null,null,null,null,null,null,null,null,null,null,null,null,null,null,null,null,null,null,null,null,null,null,null,null,null,null,null,null,null,null,null,"Total Consumption "]
[null,null,null,null,null,null,null,null,null,null,null,null,null,null,null,null,null,null,null,null,null,null,null,null,null,null,null,null,null,null,null,null,null,null,null,null,null,null,null,null,null,null,null,null,"Normalise to 365 days?  ",null,null,"Yes",null,"Yes",null,null,"Yes"]
[null,null,null,null,null,null,null,null,null,null,null,null,null,null,null,null,null,null,null,null,null,null,null,null,null,null,null,null,null,null,null,null,null,null,null,null,null,null,null,null,null,null,null,null,"Source of Data ",null,null,"<Select>",null,"<Select>",null,null,"<Select>"]
[null,null,null,null,null,null,null,null,null,null,null,null,null,null,null,null,null,null,null,null,null,null,null,null,null,null,null,null,null,null,null,null,null,null,null,null,null,null,null,null,null,null,null,null,"Annual Usage (kWh) ",null,null,{"$f":"IF(AV249=\"Yes\",AV248*(365/(AV247-AV246)), AV248)","v":{"$error":"#DIV/0!"}},null,{"$f":"IF(AX249=\"Yes\",AX248*(365/(AX247-AX246)), AX248)","v":{"$error":"#DIV/0!"}},null,null,{"$f":"IF(BA249=\"Yes\",BA248*(365/(BA247-BA246)), BA248)","v":{"$error":"#DIV/0!"}}]
[]
[null,null,null,null,null,null,null,null,null,null,null,null,null,null,null,null,null,null,null,null,null,null,null,null,null,null,null,null,null,null,null,null,null,null,null,null,null,null,null,null,null,null,null,null,null,null,null,"Tenant meters - mixed use",null,"Tenant meters - mixed use",null,null,"Tenant meters - mixed use"]
[null,null,null,null,null,null,null,null,null,null,null,null,null,null,null,null,null,null,null,null,null,null,null,null,null,null,null,null,null,null,null,null,null,null,null,null,null,null,null,null,null,null,null,null,"Unit ",null,null,"kWh",null,"kWh",null,null,"kWh"]
[null,null,null,null,null,null,null,null,null,null,null,null,null,null,null,null,null,null,null,null,null,null,null,null,null,null,null,null,null,null,null,null,null,null,null,null,null,null,null,null,null,null,null,null,"Period Start "]
[null,null,null,null,null,null,null,null,null,null,null,null,null,null,null,null,null,null,null,null,null,null,null,null,null,null,null,null,null,null,null,null,null,null,null,null,null,null,null,null,null,null,null,null,"Period End "]
[null,null,null,null,null,null,null,null,null,null,null,null,null,null,null,null,null,null,null,null,null,null,null,null,null,null,null,null,null,null,null,null,null,null,null,null,null,null,null,null,null,null,null,null,"Total Consumption "]
[null,null,null,null,null,null,null,null,null,null,null,null,null,null,null,null,null,null,null,null,null,null,null,null,null,null,null,null,null,null,null,null,null,null,null,null,null,null,null,null,null,null,null,null,"Normalise to 365 days?  ",null,null,"Yes",null,"Yes",null,null,"Yes"]
[null,null,null,null,null,null,null,null,null,null,null,null,null,null,null,null,null,null,null,null,null,null,null,null,null,null,null,null,null,null,null,null,null,null,null,null,null,null,null,null,null,null,null,null,"Source of Data ",null,null,"<Select>",null,"<Select>",null,null,"<Select>"]
[null,null,null,null,null,null,null,null,null,null,null,null,null,null,null,null,null,null,null,null,null,null,null,null,null,null,null,null,null,null,null,null,null,null,null,null,null,null,null,null,null,null,null,null,"Annual Usage (kWh) ",null,null,{"$f":"IF(AV258=\"Yes\",AV257*(365/(AV256-AV255)), AV257)","v":{"$error":"#DIV/0!"}},null,{"$f":"IF(AX258=\"Yes\",AX257*(365/(AX256-AX255)), AX257)","v":{"$error":"#DIV/0!"}},null,null,{"$f":"IF(BA258=\"Yes\",BA257*(365/(BA256-BA255)), BA257)","v":{"$error":"#DIV/0!"}}]

{"sheet":"F - Functional spaces","index":8,"n_rows":142,"n_cols":26,"rows_kept":142,"cut":false,"hidden":false,"merged":[[85,3,87,9],[205,2,205,10],[203,2,203,10],[48,3,48,4],[47,3,47,4],[7,2,7,10],[13,2,13,10],[9,2,9,10],[21,3,21,4],[18,3,18,4],[19,3,19,4]]}
[null,null,{"$f":"'Welcome Sheet'!E71","v":"A"},{"$f":"'Welcome Sheet'!F71","v":"B"},{"$f":"'Welcome Sheet'!H71","v":0},{"$f":"'Welcome Sheet'!I71","v":0},{"$f":"'Welcome Sheet'!J71","v":0}]
[]
[]
[]
[]
[]
[]
[null,null,"Input Sheet F: Data for Benchmarking\nUse this sheet to record further information about the building, to allow an accurate benchmark to be calculated for the LER."]
[]
["`",null,"Main Heating Fuel"]
[]
[null,null,null,null,null,null,"Select main heating fuel for benchmarking purposes"]
[]
[null,null,"Functional spaces"]
[]
[]
[null,null,null,"Building Summary"]
[]
[null,null,null,"Building GIA (m2)",null,{"$f":"GIA","v":0}]
[null,null,null,"Building NLA (Total) (m2)",null,{"$f":"NLA","v":0}]
[null,null,null,null,"Deductions for separables (m2)",{"$f":"F20-F22","v":0}]
[null,null,null,"NLA net of separables (m2)",null,{"$f":"NetNLA","v":0}]
[null,null,null,null,"NLA assigned to functional spaces (m2)",{"$f":"SUM(F28:F47)","v":0},"Turns green when values match"]
[null,null,null,null,null,{"$f":"IF(F23>F22, \"WARNING: NLA entered below exceeds available building area. Please review data before proceeding\",\"\")","v":""}]
[null,null,null,"Functional spaces data input"]
[null,null,null,null,null,null,null,"Operational Hours of Use","Extra hours of service","Voids "]
[null,null,null,"No.","Name","Area (m2)","Source data","hrs./week","hrs./annum","Weeks/year"]
[null,null,null,1]
[null,null,null,2]
[null,null,null,3]
[null,null,null,4]
[null,null,null,5]
[null,null,null,6]
[null,null,null,7]
[null,null,null,8]
[null,null,null,9]
[null,null,null,10]
[null,null,null,11]
[null,null,null,12]
[null,null,null,13]
[null,null,null,14]
[null,null,null,15]
[null,null,null,16]
[null,null,null,17]
[null,null,null,18]
[null,null,null,19]
[null,null,null,20]
[null,null,null,"TOTAL",null,{"$f":"SUM(F28:F47)","v":0}]
[null,null,null,"TOTAL functional spaces NLA \n(to match NLA net of separables above)",null,{"$f":"SUM(F28:F47)","v":0}]
[]
[null,null,null,"USER GUIDANCE: Functional Spaces:"]
[]
[null,null,null,"To benchmark the building it must be clear how much of the building was void  and also how intensively the building was used during the assessment period . To do this the building is split into "]
[null,null,null,"functional spaces.  The table above is where this information is input into the tool.\n"]
[]
[null,null,null,"Functional spaces allow the tool to calculate the effects of vacancies and differing hours of use across the total area. At a minimum, areas should be treated differently where there is a significant change in "]
[null,null,null,"period of occupation through a year or hours of use in the typical week.  For a full assessment, each floor and tenancy should be separately identified. For the purpose of this initial study, each area with "]
[null,null,null,"the same hours of occupancy and void weeks should be treated as the same functional space."]
[]
[]
[]
[]
[]
[]
[]
[]
[]
[]
[]
[]
[]
[]
[]
[]
[]
[]
[]
[]
[]
[null,null,null,"Feedback on this sheet"]
[]
[null,null,null,"Were the data entry fields clearly defined?",null,"<Select>"]
[null,null,null,"Was the required data readily available?",null,"<Select>"]
[]
[null,null,null,"Please provide any further comments or suggestions in the space below.  (300 characters max)",null,null,null,null,null,{"$f":"300-LEN(D86)&\" characters left\"","v":"300 characters left"}]
[]
[]
[]
[]
[]
[null,null,null,null,null,null,null,null,null,null,null,null,null,null,null,null,null,null,"<Select>","<Select>"]
[null,null,null,null,null,null,null,null,null,null,null,null,null,"<Select>","<Select>",null,"<Select>","<Select>","Same As Contracted","Same As Contracted"]
[null,null,null,null,null,null,null,null,null,null,null,null,null,"None","Not included",null,"No Services Provided","No Services Provided",0.20833333333333334,0.5]
[null,null,null,null,null,null,null,null,null,null,null,null,null,"From Electric Boiler","Included",null,"Constant Operation","Constant Operation",0.22916666666666666,0.52083333333333337]
[null,null,null,null,null,null,null,null,null,null,null,null,null,"From Heating Boiler",null,null,0.20833333333333334,0.500000000000144,0.25,0.54166666666666696]
[null,null,null,null,null,null,null,null,null,null,null,null,null,"From Independent Boiler",null,null,0.22916666666666666,0.52083333333348403,0.27083333333333331,0.5625]
[null,null,null,null,null,null,null,null,null,null,null,null,null,null,null,null,0.25,0.54166666666682395,0.29166666666666702,0.58333333333333304]
[null,null,null,null,null,null,null,null,null,null,null,null,null,"<Select>",null,null,0.27083333333333298,0.56250000000016398,0.3125,0.60416666666666696]
[null,null,null,null,null,null,null,null,null,null,null,null,null,"Heating Only","<Select unit>",null,0.29166666666666702,0.58333333333350401,0.33333333333333298,0.625]
[null,null,null,null,null,null,null,null,null,null,null,null,null,"Heating and Mech Vent ","m2",null,0.3125,0.60416666666684404,0.35416666666666602,0.64583333333333404]
[null,null,null,null,null,null,null,null,null,null,null,null,null,"Full Air Conditioning ","ft2",null,0.33333333333333298,0.62500000000018396,0.375,0.66666666666666696]
[null,null,null,null,null,null,null,null,null,null,null,null,null,"None",null,null,0.35416666666666602,0.645833333333524,0.39583333333333298,0.6875]
[null,null,null,null,null,null,null,null,null,null,null,null,null,null,null,null,0.375,0.66666666666686403,0.41666666666666602,0.70833333333333404]
[null,null,null,null,null,null,null,null,null,null,null,null,null,null,null,null,0.39583333333333298,0.68750000000020395,0.437499999999999,0.72916666666666696]
[null,null,null,null,null,null,null,null,null,null,null,null,null,null,null,null,0.41666666666666602,0.70833333333354398,0.45833333333333298,0.75]
[null,null,null,null,null,null,null,null,null,null,null,null,null,"<select>",null,null,0.437499999999999,0.72916666666688401,0.47916666666666602,0.77083333333333404]
[null,null,null,null,null,null,null,null,null,null,null,null,null,"Tenant",null,null,0.45833333333333298,0.75000000000022404,0.499999999999999,0.79166666666666696]
[null,null,null,null,null,null,null,null,null,null,null,null,null,"Public",null,null,0.47916666666666602,0.77083333333356396,0.52083333333333304,0.812500000000001]
[null,null,null,null,null,null,null,null,null,null,null,null,null,null,null,null,0.499999999999999,0.791666666666904,0.54166666666666596,0.83333333333333404]
[null,null,null,null,null,null,null,null,null,null,null,null,null,null,null,null,0.52083333333333304,0.81250000000024403,0.562499999999999,0.85416666666666696]
[null,null,null,null,null,null,null,null,null,null,null,null,null,null,null,null,0.54166666666666596,0.83333333333358495,0.58333333333333304,0.875000000000001]
[null,null,null,null,null,null,null,null,null,null,null,null,null,null,null,null,0.562499999999999,0.85416666666692498,0.60416666666666596,0.89583333333333404]
[null,null,null,null,null,null,null,null,null,null,null,null,null,null,null,null,0.58333333333333304,0.87500000000026501,0.624999999999999,0.91666666666666696]
[null,null,null,null,null,null,null,null,null,null,null,null,null,null,null,null,0.60416666666666596,0.89583333333360504,0.64583333333333304,0.937500000000001]
[null,null,null,null,null,null,null,null,null,null,null,null,null,null,null,null,0.624999999999999,0.91666666666694496,0.66666666666666596,0.95833333333333404]
[null,null,null,null,null,null,null,null,null,null,null,null,null,null,null,null,0.64583333333333304,0.93750000000028499,0.687499999999999,0.97916666666666796]
[null,null,null,null,null,null,null,null,null,null,null,null,null,null,null,null,0.66666666666666596,0.95833333333362503,0.70833333333333304,1]
[null,null,null,null,null,null,null,null,null,null,null,null,null,null,null,null,0.687499999999999,0.97916666666696495,0.72916666666666596,1.0208333333333299]
[null,null,null,null,null,null,null,null,null,null,null,null,null,null,null,null,0.70833333333333304,1.00000000000031,0.749999999999999,1.0416666666666701]
[null,null,null,null,null,null,null,null,null,null,null,null,null,null,null,null,0.72916666666666596,1.0208333333336499,0.77083333333333304,1.0625]
[null,null,null,null,null,null,null,null,null,null,null,null,null,null,null,null,0.749999999999999,1.04166666666698,0.79166666666666596,1.0833333333333299]
[null,null,null,null,null,null,null,null,null,null,null,null,null,null,null,null,0.77083333333333304,1.06250000000033,0.812499999999999,1.1041666666666701]
[null,null,null,null,null,null,null,null,null,null,null,null,null,null,null,null,0.79166666666666596,1.0833333333336601,0.83333333333333204,1.125]
[null,null,null,null,null,null,null,null,null,null,null,null,null,null,null,null,0.812499999999999,1.104166666667,0.85416666666666596,1.1458333333333299]
[null,null,null,null,null,null,null,null,null,null,null,null,null,null,null,null,0.83333333333333204,1.1250000000003499,0.874999999999999,1.1666666666666701]
[null,null,null,null,null,null,null,null,null,null,null,null,null,null,null,null,0.85416666666666596,1.1458333333336801,0.89583333333333204,1.1875]
[null,null,null,null,null,null,null,null,null,null,null,null,null,null,null,null,0.874999999999999,1.16666666666702,0.91666666666666596,1.2083333333333399]
[null,null,null,null,null,null,null,null,null,null,null,null,null,null,null,null,0.89583333333333204,1.1875000000003699,0.937499999999999,1.2291666666666701]
[null,null,null,null,null,null,null,null,null,null,null,null,null,null,null,null,0.91666666666666596,1.2083333333337001,0.95833333333333204,1.25]
[null,null,null,null,null,null,null,null,null,null,null,null,null,null,null,null,0.937499999999999,1.22916666666704,0.97916666666666596,1.2708333333333399]
[null,null,null,null,null,null,null,null,null,null,null,null,null,null,null,null,0.95833333333333204,1.2500000000003899,0.999999999999999,1.2916666666666701]
[null,null,null,null,null,null,null,null,null,null,null,null,null,null,null,null,0.97916666666666596,1.2708333333337201,2.0833333333333332E-2,1.3125]
[null,null,null,null,null,null,null,null,null,null,null,null,null,null,null,null,null,1.29166666666706,1.0416666666666701,1.3333333333333399]
[null,null,null,null,null,null,null,null,null,null,null,null,null,null,null,null,2.0833333333333332E-2,1.3125000000004099,6.2500000000006897E-2,1.3541666666666701]
[null,null,null,null,null,null,null,null,null,null,null,null,null,null,null,null,4.16666666666691E-2,1.33333333333375,8.3333333333343695E-2,1.375]
[null,null,null,null,null,null,null,null,null,null,null,null,null,null,null,null,6.2499999999999098E-2,1.35416666666708,0.10416666666668099,1.3958333333333399]
[null,null,null,null,null,null,null,null,null,null,null,null,null,null,null,null,8.3333333333339296E-2,1.3750000000004201,0.12500000000001699,1.4166666666666701]
[null,null,null,null,null,null,null,null,null,null,null,null,null,null,null,null,0.104166666666669,1.39583333333377,0.14583333333335399,1.4375,null,null,null,null,null,"<Select>"]
[null,null,null,null,null,null,null,null,null,null,null,null,null,null,null,null,0.12500000000000899,1.4166666666670999,0.166666666666691,1.4583333333333399,null,null,null,null,null,"Administration"]
[null,null,null,null,null,null,null,null,null,null,null,null,null,null,null,null,0.145833333333339,1.4375000000004401,0.18750000000002701,1.4791666666666701,null,null,null,null,null,"Financial Services"]
[null,null,null,null,null,null,null,null,null,null,null,null,null,null,null,null,0.16666666666666899,1.45833333333379,null,null,null,null,null,null,null,"Information Technology"]
[null,null,null,null,null,null,null,null,null,null,null,null,null,null,null,null,0.18750000000000999,1.4791666666671299,null,null,null,null,null,null,null,"Other"]

{"sheet":"Pre-certificate","index":9,"n_rows":95,"n_cols":14,"rows_kept":95,"cut":false,"hidden":false,"merged":[[18,7,18,9],[19,7,19,9],[20,7,20,9],[69,8,69,9],[36,2,36,4],[37,2,37,4],[60,5,60,6],[60,3,60,4],[57,3,57,4],[58,3,58,4],[59,3,59,4],[56,5,56,6],[57,5,57,6],[58,5,58,6],[59,5,59,6],[70,8,70,9],[15,3,15,4],[16,3,16,4],[17,3,17,4],[18,3,18,4],[20,3,20,4],[15,7,15,9],[16,7,16,9],[21,3,21,4],[19,3,19,4],[66,8,66,9],[67,8,67,9],[68,8,68,9],[35,2,35,4],[56,3,56,4],[17,7,17,9],[20,11,20,13],[21,11,21,13],[15,11,15,13],[16,11,16,13],[17,11,17,13],[18,11,18,13],[19,11,19,13]]}
[null,null,{"$f":"'Welcome Sheet'!E71","v":"A"},{"$f":"'Welcome Sheet'!F71","v":"B"},{"$f":"'Welcome Sheet'!H71","v":0},{"$f":"'Welcome Sheet'!I71","v":0},{"$f":"'Welcome Sheet'!J71","v":0},{"$f":"'Welcome Sheet'!K71","v":"F"},{"$f":"'Welcome Sheet'!G71","v":0}]
[]
[]
[]
[]
[]
[null,null,"Landlord's Energy Rating for Offices"]
[]
[null,null,"This is an extract of key parameters entered throughout the LER tool and a summary of key outputs from the calculations carried out to determine the LER rating. "]
[null,null,"Where required, further information on the values presented can be obtained by clickinig on the cell containing the data."]
[]
[]
[]
[null,null,"General building information"]
[]
[null,null,"Building Name",{"$f":"'A - General Information'!E11","v":0},null,"Building Owner",null,{"$f":"'A - General Information'!E18","v":0},null,null,"Assessment Software",{"$f":"\"LER rating tool \" &'Welcome Sheet'!A3","v":"LER rating tool Version 1.14b"}]
[null,null,"Building Address",{"$f":"'A - General Information'!E14&\", \"&'A - General Information'!E15","v":", "},null,"Building owner's address",null,{"$f":"'A - General Information'!E19&\", \"&'A - General Information'!E20&\", \"&'A - General Information'!E21","v":", , "},null,null,"Assessor name",{"$f":"'A - General Information'!I13","v":0}]
[null,null,"Certificate Number","Draft",null,"Managing agent",null,{"$f":"'A - General Information'!I20","v":0},null,null,"Assessor's employer name",{"$f":"'A - General Information'!I14","v":0}]
[null,null,"No. floors below ground",{"$f":"'A - General Information'!E13","v":0},null,"Managing agent representative",null,{"$f":"'A - General Information'!I21","v":0},null,null,"End date of assessment year",{"$f":"Benchmarks!E73","v":{"$error":"#VALUE!"}}]
[null,null,"No. floors above ground",{"$f":"'A - General Information'!E12","v":0},null,"Contact email",null,{"$f":"'A - General Information'!I22","v":0},null,null,"Valid until"]
[null,null,"Year of initial completion",{"$f":"'A - General Information'!E25","v":0},null,"Contact telephone",null,{"$f":"'A - General Information'!I23","v":0},null,null,"Certificate status","provisional"]
[null,null,"Year of last major alteration",{"$f":"'A - General Information'!I36","v":0},null,null,null,null,null,null,"Certificate quality",{"$f":"Lookups!BO24","v":"All Actual"}]
[]
[]
[]
[]
[]
[]
[null,null,"Energy and carbon summary"]
[]
[null,null,"Compliance with LER quality standards"]
[]
[null,null,"Does LER assessment permit a valid rating?",null,null,null,{"$f":"IF(H33=FALSE,\"No - see below\", \"Yes - valid rating\")","v":"Yes - valid rating"},{"$f":"AND(H34=\"\",H36=\"\",H37=\"\",H38=\"\",H40=\"\")","v":true}]
[null,null,"Does any metered energy data fail quality standards?",null,null,null,{"$f":"IF(SUM(Lookups!AP43,Lookups!BD69,Lookups!AT43)>0, \"YES\", \"No\")","v":"No"},{"$f":"IF(G34=\"YES\", \"Check metered data for compliance with 365 +/- 7 day period\",\"\")","v":""}]
[null,null,"Does any metered energy data fail synchronicity standards?",null,null,null,{"$f":"IF(SUM(Lookups!AQ43,Lookups!AU43,Lookups!BE69)>0, \"YES\", \"No\")","v":"No"},{"$f":"IF(G35=\"YES\", \"Check metered data for compliance with 365 +/- 31 day synchronicity with mains electricity\",\"\")","v":""}]
[null,null,"Percentage of landlord's utility data using estimated or pro-rated data (in kWhe)  (landlord utility supplies):",null,null,null,{"$f":"IF(ISERROR(Lookups!AM37),0, Lookups!AM37)","v":0},{"$f":"IF(G36>0.05, \"LER Score invalid - >5% estimated utility data\",\"\")","v":""}]
[null,null,"Tenant supplement estimations: professional",null,null,null,{"$f":"IF(ISERROR('E - Additions and subtractions'!AX123/'Pre-certificate'!$E$94),0, 'E - Additions and subtractions'!AX123/'Pre-certificate'!$E$94)","v":0},{"$f":"IF(G37>0.25,\"LER Score invalid - estimate limit exceeded\",\"\")","v":""}]
[null,null,"Tenant supplement estimations: default",null,null,null,{"$f":"IF(ISERROR('E - Additions and subtractions'!AX124/'Pre-certificate'!$E$94),0, 'E - Additions and subtractions'!AX124/'Pre-certificate'!$E$94)","v":0},{"$f":"IF(G38>0.1, \"LER rating invalid - estimate limit exceeded\",\"\")","v":""}]
[null,null,"Total pro-rata estimation (landlord, separable, additions & subtractions)",null,null,null,{"$f":"IF(ISERROR((SUM(Lookups!AN30+Lookups!AY29+Lookups!BI59)/'Pre-certificate'!E68)/'Pre-certificate'!F94),0,(SUM(Lookups!AN30+Lookups!AY29+Lookups!BI59)/'Pre-certificate'!E68)/'Pre-certificate'!F94)","v":0}]
[null,null,"Total estimation - supplements",null,null,null,{"$f":"SUM(G37:G39)","v":0},{"$f":"IF(G40>0.25,\"LER Score invalid - estimate limit exceeded\",\"\")","v":""}]
[]
[null,null,"Energy supplies and adjustments",null,null,null,null,null,null,null,null,"Renewable energy sources and exports"]
[]
[null,null,"Energy Supply (main heating fuel in red bold)","Landlord counterparty energy meters \n(kWh/yr.)","Deductions: \nSeparables \n(kWh/yr.)","Additions: Tenant supplements -\nTenant counterparty or landlord counterparty energy (kWh/yr.)","Deductions: \nlandlord counterparty energy carriers passed through to tenant  (kWh/yr.)","Additions: Estimated (default or assessor) (kWhe/yr)","Energy consumption in LER scope\n(kWh/yr.)","Energy consumption in LER scope\n(kWh/m2 NLA/yr.)",null,"Energy Type","Energy supplied/exported (kWh/yr.)"]
[null,null,{"$f":"IF(Lookups!AE18=\"Scroll up\",\"Not in Use\", Lookups!AE18)","v":"Not in Use"},{"$f":"IF(ISNA(VLOOKUP(C45,EnergyTable,'Energy calcs'!$E$14,FALSE)),0,VLOOKUP(C45,EnergyTable,'Energy calcs'!$E$14,FALSE))","v":0},{"$f":"'D - Separable Energy Uses'!G14","v":0},{"$f":"SUM('E - Additions and subtractions'!G13,'E - Additions and subtractions'!J13:K13)","v":0},{"$f":"'E - Additions and subtractions'!F13","v":0},{"$f":"'E - Additions and subtractions'!N13","v":0},{"$f":"'E - Additions and subtractions'!P13","v":0},{"$f":"I45/NLA","v":{"$error":"#DIV/0!"}},null,{"$f":"'Energy calcs'!B23","v":"Exported Electricity"},{"$f":"-'Energy calcs'!E23","v":0}]
[null,null,{"$f":"IF(Lookups!AE19=\"Scroll up\",\"Not in Use\", Lookups!AE19)","v":"Not in Use"},{"$f":"IF(ISNA(VLOOKUP(C46,EnergyTable,'Energy calcs'!$E$14,FALSE)),0,VLOOKUP(C46,EnergyTable,'Energy calcs'!$E$14,FALSE))","v":0},{"$f":"'D - Separable Energy Uses'!G15","v":0},{"$f":"SUM('E - Additions and subtractions'!G14,'E - Additions and subtractions'!J14:K14)","v":0},{"$f":"'E - Additions and subtractions'!F14","v":0},{"$f":"'E - Additions and subtractions'!N14","v":0},{"$f":"'E - Additions and subtractions'!P14","v":0},{"$error":"#DIV/0!"},null,{"$f":"'Energy calcs'!B41","v":"Exported Heat"},{"$f":"-'Energy calcs'!E41","v":0}]
[null,null,{"$f":"IF(Lookups!AE20=\"Scroll up\",\"Not in Use\", Lookups!AE20)","v":"Not in Use"},{"$f":"IF(ISNA(VLOOKUP(C47,EnergyTable,'Energy calcs'!$E$14,FALSE)),0,VLOOKUP(C47,EnergyTable,'Energy calcs'!$E$14,FALSE))","v":0},{"$f":"'D - Separable Energy Uses'!G16","v":0},{"$f":"SUM('E - Additions and subtractions'!G15,'E - Additions and subtractions'!J15:K15)","v":0},{"$f":"'E - Additions and subtractions'!F15","v":0},{"$f":"'E - Additions and subtractions'!N15","v":0},{"$f":"'E - Additions and subtractions'!P15","v":0},{"$error":"#DIV/0!"},null,{"$f":"IF(ISBLANK('C - Additional Energy Data'!G35),\"\",'C - Additional Energy Data'!G35)","v":"<Select>"},{"$f":"IF('C - Additional Energy Data'!G41=0,\"\",'C - Additional Energy Data'!G41)","v":""}]
[null,null,{"$f":"IF(Lookups!AE21=\"Scroll up\",\"Not in Use\", Lookups!AE21)","v":"Not in Use"},{"$f":"IF(ISNA(VLOOKUP(C48,EnergyTable,'Energy calcs'!$E$14,FALSE)),0,VLOOKUP(C48,EnergyTable,'Energy calcs'!$E$14,FALSE))","v":0},{"$f":"'D - Separable Energy Uses'!G17","v":0},{"$f":"SUM('E - Additions and subtractions'!G16,'E - Additions and subtractions'!J16:K16)","v":0},{"$f":"'E - Additions and subtractions'!F16","v":0},{"$f":"'E - Additions and subtractions'!N16","v":0},{"$f":"'E - Additions and subtractions'!P16","v":0},{"$error":"#DIV/0!"},null,{"$f":"IF(ISBLANK('C - Additional Energy Data'!I35),\"\",'C - Additional Energy Data'!I35)","v":"<Select>"},{"$f":"IF('C - Additional Energy Data'!I41=0,\"\",'C - Additional Energy Data'!I41)","v":""}]
[null,null,{"$f":"IF(Lookups!AE22=\"Scroll up\",\"Not in Use\", Lookups!AE22)","v":"Not in Use"},{"$f":"IF(ISNA(VLOOKUP(C49,EnergyTable,'Energy calcs'!$E$14,FALSE)),0,VLOOKUP(C49,EnergyTable,'Energy calcs'!$E$14,FALSE))","v":0},{"$f":"'D - Separable Energy Uses'!G18","v":0},{"$f":"SUM('E - Additions and subtractions'!G17,'E - Additions and subtractions'!J17:K17)","v":0},{"$f":"'E - Additions and subtractions'!F17","v":0},{"$f":"'E - Additions and subtractions'!N17","v":0},{"$f":"'E - Additions and subtractions'!P17","v":0},{"$error":"#DIV/0!"},null,{"$f":"IF(ISBLANK('C - Additional Energy Data'!K35),\"\",'C - Additional Energy Data'!K35)","v":"<Select>"},{"$f":"IF('C - Additional Energy Data'!K41=0,\"\",'C - Additional Energy Data'!K41)","v":""}]
[null,null,{"$f":"IF(Lookups!AE23=\"Scroll up\",\"Not in Use\", Lookups!AE23)","v":"Not in Use"},{"$f":"IF(ISNA(VLOOKUP(C50,EnergyTable,'Energy calcs'!$E$14,FALSE)),0,VLOOKUP(C50,EnergyTable,'Energy calcs'!$E$14,FALSE))","v":0},{"$f":"'D - Separable Energy Uses'!G19","v":0},{"$f":"SUM('E - Additions and subtractions'!G18,'E - Additions and subtractions'!J18:K18)","v":0},{"$f":"'E - Additions and subtractions'!F18","v":0},{"$f":"'E - Additions and subtractions'!N18","v":0},{"$f":"'E - Additions and subtractions'!P18","v":0},{"$error":"#DIV/0!"}]
[null,null,{"$f":"IF(Lookups!AE24=\"Scroll up\",\"Not in Use\", Lookups!AE24)","v":"Not in Use"},{"$f":"IF(ISNA(VLOOKUP(C51,EnergyTable,'Energy calcs'!$E$14,FALSE)),0,VLOOKUP(C51,EnergyTable,'Energy calcs'!$E$14,FALSE))","v":0},{"$f":"'D - Separable Energy Uses'!G20","v":0},{"$f":"SUM('E - Additions and subtractions'!G19,'E - Additions and subtractions'!J19:K19)","v":0},{"$f":"'E - Additions and subtractions'!F19","v":0},{"$f":"'E - Additions and subtractions'!N19","v":0},{"$f":"'E - Additions and subtractions'!P19","v":0},{"$error":"#DIV/0!"}]
[null,null,{"$f":"IF(Lookups!AE25=\"Scroll up\",\"Not in Use\", Lookups!AE25)","v":"Not in Use"},{"$f":"IF(ISNA(VLOOKUP(C52,EnergyTable,'Energy calcs'!$E$14,FALSE)),0,VLOOKUP(C52,EnergyTable,'Energy calcs'!$E$14,FALSE))","v":0},{"$f":"'D - Separable Energy Uses'!G21","v":0},{"$f":"SUM('E - Additions and subtractions'!G20,'E - Additions and subtractions'!J20:K20)","v":0},{"$f":"'E - Additions and subtractions'!F20","v":0},{"$f":"'E - Additions and subtractions'!N20","v":0},{"$f":"'E - Additions and subtractions'!P20","v":0},{"$error":"#DIV/0!"}]
[]
[null,null,"Carbon emissions summary"]
[null,null,"Carbon emission factors for different fuels are taken from the Government's methodology for the calculation of DECs"]
[]
[null,null,null,"Annual carbon emissions - Landlord counterparty (tCO2/annum)",null,"Annual carbon emissions - LER scope (tCO2/annum)"]
[null,null,{"$f":"C88","v":"Electricity*"},{"$f":"'Energy calcs'!J25/1000","v":0},null,{"$f":"'Energy calcs'!Z25/1000","v":0}]
[null,null,{"$f":"C89","v":"Heat Fuels"},{"$f":"'Energy calcs'!J47/1000","v":0},null,{"$f":"'Energy calcs'!Z47/1000","v":0}]
[null,null,"Heat*",{"$f":"'Energy calcs'!J48/1000","v":0},null,{"$f":"'Energy calcs'!Z48/1000","v":0}]
[null,null,"Total",{"$f":"SUM(D58:E60)","v":0},null,{"$f":"SUM(F58:G60)","v":0}]
[null,null,"* Negative values indicate net exports"]
[null,null,"If the building uses district heating/cooling, waste heat, other fuel or other thermal supplies, these are assumed to have the same carbon emissions as natural gas."]
[]
[]
[null,null,"Benchmarking data",null,null,null,"Floor area and servicing"]
[null,null,null,null,null,null,null,"m2","Landlord HVAC service",null,"Tenant counterparty HVAC energy supplement to landlords services","Passed through tenants HVAC supplement to landlords services","Tenant counterparty HWS energy supplement to landlords services","Passed through tenants HWS supplement to landlords services"]
[null,null,"Rated Area for LER (NLA(o))",null,{"$f":"RatedArea","v":{"$error":"#DIV/0!"}},"m2","NLA",{"$f":"NLA","v":0},{"$f":"'B- Landlord''s services '!E38","v":"<Select>"},null,{"$f":"'B1- Tenant energy supplies'!E32","v":"<Select>"},{"$f":"'B- Landlord''s services '!E39","v":"<Select>"},{"$f":"'B1- Tenant energy supplies'!E34","v":"<Select>"},{"$f":"'B- Landlord''s services '!E40","v":"<Select>"}]
[null,null,"Average hours of service per week",null,{"$f":"Benchmarks!Q49","v":{"$error":"#DIV/0!"}},"hours","GIA",{"$f":"IF(GIA=\"\",\"not known\", GIA)","v":"not known"}]
[null,null,"Void Factor",null,{"$f":"Benchmarks!L51","v":{"$error":"#DIV/0!"}},null,"Common parts",{"$f":"IF(ISERROR(H69-H68),\"not known\",H69-H68)","v":"not known"},{"$f":"'B- Landlord''s services '!E37","v":"<Select>"}]
[null,null,"Standard benchmark ",null,105,"kWhe/m2/year","Separable areas",{"$f":"Benchmarks!I18-NetNLA","v":0}]
[null,null,"Void area and hours of use adjustment ",null,{"$f":"Benchmarks!W51","v":{"$error":"#DIV/0!"}},"kWhe/m2/year"]
[null,null,"Heating DD adjustment",null,{"$f":"Benchmarks!F104","v":{"$error":"#DIV/0!"}},"kWhe/m2/year"]
[null,null,"Cooling DD adjustment",null,{"$f":"Benchmarks!BB99","v":{"$error":"#VALUE!"}},"kWhe/m2/year"]
[null,null,"Adjusted benchmark",null,{"$f":"SUM(E71:E74)","v":{"$error":"#DIV/0!"}},"kWhe/m2/year"]
[]
[]
[]
[null,null,"LER rating"]
[]
[null,null,"This Year","Last year","2 years ago"]
[null,null,{"$f":"ROUNDDOWN('Energy calcs'!C6,1)&\"  Stars\"","v":{"$error":"#DIV/0!"}},{"$f":"'A - General Information'!I25","v":0},{"$f":"'A - General Information'!I26","v":0}]
[]
[null,null,"In LER scope energy and electricity equivalent Summary"]
[]
[null,null,null,"LER total","LER total","LER total normalised"]
[null,null,"Units","kWh/yr.","kWhe/yr.","kWhe/m2 \nNLA(o)/yr."]
[null,null,"Electricity*",{"$f":"'Energy calcs'!V25","v":0},{"$f":"'Energy calcs'!W25","v":0},{"$f":"'Energy calcs'!X25","v":{"$error":"#DIV/0!"}}]
[null,null,"Heat Fuels",{"$f":"'Energy calcs'!V47","v":0},{"$f":"'Energy calcs'!W47","v":0},{"$f":"'Energy calcs'!X47","v":{"$error":"#DIV/0!"}}]
[null,null,"Heat*",{"$f":"'Energy calcs'!V48","v":0},{"$f":"'Energy calcs'!W48","v":0},{"$f":"'Energy calcs'!X48","v":{"$error":"#DIV/0!"}}]
[null,null,"On-site RES electricity",{"$f":"'Energy calcs'!V63","v":0}]
[null,null,"On-site RES heat",{"$f":"'Energy calcs'!V64","v":0}]
[null,null,"On-site RES Fuel",{"$f":"'Energy calcs'!V65","v":0}]
[null,null,"Total",null,{"$f":"SUM(E88:E90)","v":0},{"$f":"SUM(F88:F90)","v":{"$error":"#DIV/0!"}}]
[null,null,"* Negative values indicate net exports"]

{"sheet":"LER Certificate","index":10,"n_rows":70,"n_cols":19,"rows_kept":70,"cut":false,"hidden":false,"merged":[[29,3,29,4],[24,3,24,4],[25,3,25,4],[26,3,26,4],[27,3,27,4],[28,3,28,4],[43,6,43,7],[44,6,44,7],[67,4,67,7],[68,4,68,7],[69,4,69,7],[61,4,61,7],[62,4,62,7],[63,4,63,7],[64,4,64,7],[65,4,65,7],[66,4,66,7]]}
[null,null,{"$f":"'Welcome Sheet'!E71","v":"A"},{"$f":"'Welcome Sheet'!F71","v":"B"},{"$f":"'Welcome Sheet'!H71","v":0},{"$f":"'Welcome Sheet'!I71","v":0},{"$f":"'Welcome Sheet'!J71","v":0},{"$f":"'Welcome Sheet'!K71","v":"F"},{"$f":"'Welcome Sheet'!G71","v":0},null,null,null,null,null,null,null,null,"",{"$f":"IF('Pre-certificate'!G33=\"No - see below\",\"Yes\",\"\")","v":""}]
[]
[]
[]
[]
[]
[null,"LER Certificate"]
[]
[null,"This sheet presents the LER rating for this building along with relevant supporting information from the input data and calculations."]
[null,"The LER rating is expressed as a value of zero to seven stars.  Seven stars is the highest at this time and represents a building with net zero imported energy use"]
[null,"Zero stars is the poorest score and indicates that the energy efficiency of landlord services provision is equal to or greater than double the benchmark for this building. "]
[null,"A rating of three and a half stars indicated that the energy efficiency of the landlord services provision is equal to that of the benchmark for the building."]
[]
[]
[]
[]
[]
[]
[]
[]
[]
[null,null,"Landlord's Energy Rating for Offices"]
[]
[]
[null,null,"Building Name",{"$f":"'A - General Information'!E11","v":0},null,"Photo"]
[null,null,"Building Address",{"$f":"'A - General Information'!E14&\", \"&'A - General Information'!E15","v":", "}]
[null,null,"Certificate Number","Draft"]
[null,null,"No. floors above ground",{"$f":"'A - General Information'!E12","v":0}]
[null,null,"Year of initial completion",{"$f":"'A - General Information'!E25","v":0}]
[null,null,"Year of last major alteration",{"$f":"'A - General Information'!I36","v":0}]
[]
[]
[]
[]
[]
[]
[null,null,null,"Decimal","Full","Empty"]
[null,null,"Rating",{"$f":"'Energy calcs'!C6","v":{"$error":"#DIV/0!"}},{"$f":"MROUND(D38-0.25,0.5)","v":{"$error":"#DIV/0!"}},0]
[]
[]
[null,null,"This Year","Last year","2 years ago"]
[null,null,{"$f":"ROUNDDOWN(D38,1)&\"  Stars\"","v":{"$error":"#DIV/0!"}},{"$f":"'A - General Information'!I25","v":0},{"$f":"'A - General Information'!I26","v":0}]
[]
[null,null,"Building NLA",{"$f":"NLA","v":0},null,"Main heating Fuel",{"$f":"'F - Functional spaces'!H12","v":0}]
[null,null,"Rated Area for LER",{"$f":"RatedArea","v":{"$error":"#DIV/0!"}},null,"Building Environment",{"$f":"'B- Landlord''s services '!E37","v":"<Select>"}]
[null,null,"Hours of service per week",{"$f":"Benchmarks!Q49","v":{"$error":"#DIV/0!"}},null,"Void Factor",{"$f":"Benchmarks!L51","v":{"$error":"#DIV/0!"}}]
[]
[]
[]
[null,null,null,"LER total","LER total","LER total normalised","LER scope carbon emissions"]
[null,null,"Units","kWh/yr","kWhe/yr","kWhe/m2 \nNLA(o)/yr","tCO2/yr"]
[null,null,"Electricity",{"$f":"'Energy calcs'!E25","v":0},{"$f":"'Energy calcs'!W25","v":0},{"$f":"'Energy calcs'!X25","v":{"$error":"#DIV/0!"}},{"$f":"'Pre-certificate'!F58","v":0}]
[null,null,"Heat Fuels",{"$f":"'Energy calcs'!E47","v":0},{"$f":"'Energy calcs'!W47","v":0},{"$f":"'Energy calcs'!X47","v":{"$error":"#DIV/0!"}},{"$f":"'Pre-certificate'!F59","v":0}]
[null,null,"Heat",{"$f":"'Energy calcs'!E48","v":0},{"$f":"'Energy calcs'!W48","v":0},{"$f":"'Energy calcs'!X48","v":{"$error":"#DIV/0!"}},{"$f":"'Pre-certificate'!F60","v":0}]
[null,null,"On-site RES electricity",{"$f":"'Energy calcs'!E63","v":0}]
[null,null,"On-site RES heat",{"$f":"'Energy calcs'!E64","v":0}]
[null,null,"On-site RES Fuel",{"$f":"'Energy calcs'!E65","v":0}]
[null,null,"Total",null,{"$f":"SUM(E52:E54)","v":0},{"$f":"SUM(F52:F54)","v":{"$error":"#DIV/0!"}},{"$f":"SUM(G52:G54)","v":0}]
[]
[]
[]
[null,null,"Building Owner",null,{"$f":"'A - General Information'!I18","v":0}]
[null,null,"Building owner's address",null,{"$f":"'A - General Information'!E19&\", \"&'A - General Information'!E21","v":", "}]
[null,null,"Assessment Software",null,{"$f":"\"LER rating tool \" &'Welcome Sheet'!A3","v":"LER rating tool Version 1.14b"}]
[null,null,"Assessor name",null,{"$f":"'A - General Information'!I13","v":0}]
[null,null,"Employer name",null,{"$f":"'A - General Information'!I14","v":0}]
[null,null,"End date of assessment year",null,{"$f":"Benchmarks!E73","v":{"$error":"#VALUE!"}}]
[null,null,"Valid until",null,{"$f":"IF(ISBLANK(IssDate),\"Issue date not specified\", IssDate+365)","v":"Issue date not specified"}]
[null,null,"Certificate status",null,"provisional"]
[null,null,"Certificate quality",null,{"$f":"Lookups!BO24","v":"All Actual"}]

{"sheet":"Data export","index":11,"n_rows":14,"n_cols":220,"rows_kept":14,"cut":false,"hidden":true,"merged":[]}
[]
[null,null,null,null,null,null,null,null,null,null,null,null,null,null,null,null,null,null,null,null,null,null,null,null,null,null,null,null,null,null,null,null,null,null,null,null,null,null,null,null,null,null,null,null,null,null,null,null,null,null,null,null,null,null,null,null,null,null,null,null,null,null,null,null,null,null,null,null,null,null,null,null,null,null,null,null,null,null,null,null,null,null,null,null,null,null,null,null,null,null,null,null,null,null,null,null,null,null,null,null,null,null,null,null,null,null,null,null,null,null,null,null,null,null,null,null,null,null,null,null,null,null,null,null,null,null,null,null,null,"kWh","kWh","kWh","kWh","kWh","kWh","kWhe","kWhe","kWhe","kWhe/m2","kWhe/m2","kWhe/m2","tCO2/yr","tCO2/yr","tCO2/yr","tCO2/yr","tCO2/yr","tCO2/yr","tCO2/yr","tCO2/yr"]
[null,1,2,3,4,5,6,7,8,9,10,11,12,13,14,15,16,17,18,19,20,21,22,23,24,25,26,27,28,29,30,31,32,33,34,35,36,37,38,39,40,41,42,43,44,45,46,47,48,49,50,51,52,53,54,55,56,57,58,59,60,61,62,63,64,65,66,67,68,69,70,71,72,73,74,75,76,77,78,79,80,81,82,83,84,85,86,87,88,89,90,91,92,93,94,95,95,96,97,98,99,100,101,102,103,104,105,106,107,108,109,110,111,112,113,114,115,116,117,118,119,120,121,122,123,124,125,126,127,128,129,130,131,132,133,134,135,136,137,138,139,140,141,142,143,144,145,146,147,148,149,150,151,152,153,154,155,156,157,158,159,160,161,162,163,164,165,166,167,168,169,170,171,172,173,174,175,176,177,178,179,180,181,182,183,184,185,186,187,188,189,190,191,192,193,194,195,196,197,198,199,200,201,202,203,204,205,206,207,208]
["Sheet",{"$f":"RIGHT(LEFT((formula_text(B7)),4),2)","v":"A "},{"$f":"RIGHT(LEFT((formula_text(C7)),4),2)","v":"A "},"A ","A ","A ",{"$error":"#NAME?"},"A ","A ","A ","A ","A ","A ","A ","A ","IA","A ","A ","A ","A ","A ","A ","A ","","A ","A ","A ","A ","A ","A ","A ","A ","A ","A ","A ",{"$error":"#NAME?"},"A ","A ","A ","A ","A ","A ","B-","B-","B-","","","B-","B-","B-","B-","B-","B-","B1",{"$f":"RIGHT(LEFT((formula_text(BC7)),4),2)","v":{"$error":"#NAME?"}},"D ","D ","D ","E ","E ","E ","E ","E ","E ","E ","D ","D ",{"$f":"RIGHT(LEFT((formula_text(BP7)),4),2)","v":"D "},"E ","E ","E ","E ","E ","E ","E ","D ","D ","D ","E ","E ","E ","E ","E ","E ","E ","D ","D ","D ","E ","E ","E ","E ","E ","E ","E ",{"$f":"RIGHT(LEFT((formula_text(CR7)),4),2)","v":""},{"$f":"RIGHT(LEFT((formula_text(CS7)),5),2)","v":{"$error":"#NAME?"}},{"$f":"RIGHT(LEFT((formula_text(CT7)),4),2)","v":{"$error":"#NAME?"}},{"$error":"#NAME?"},{"$error":"#NAME?"},{"$error":"#NAME?"},{"$error":"#NAME?"},{"$error":"#NAME?"},{"$error":"#NAME?"},{"$error":"#NAME?"},{"$error":"#NAME?"},{"$f":"RIGHT(LEFT((formula_text(DC7)),4),2)","v":{"$error":"#NAME?"}},{"$error":"#NAME?"},{"$f":"RIGHT(LEFT((formula_text(DE7)),4),2)","v":{"$error":"#NAME?"}},{"$f":"RIGHT(LEFT((formula_text(DF7)),4),2)","v":{"$error":"#NAME?"}},{"$error":"#NAME?"},"Pr","Pr","Pr",{"$error":"#NAME?"},{"$error":"#NAME?"},{"$error":"#NAME?"},"Pr",{"$error":"#NAME?"},{"$error":"#NAME?"},{"$error":"#NAME?"},{"$error":"#NAME?"},{"$error":"#NAME?"},"Pr",{"$error":"#NAME?"},{"$error":"#NAME?"},"Pr","Pr","Pr","Pr","Pr","Pr","Pr","Pr","Pr","Pr","Pr","Pr","Pr","Pr","Pr",{"$f":"RIGHT(LEFT((formula_text(EL7)),4),2)","v":"Pr"},"Pr","Pr","Pr","Pr","Pr","Pr","Pr","A ","A ","A ","B-","B-","B-","B1","B1","B1","C ","C ","C ","D ","D ","D ",{"$f":"RIGHT(LEFT((formula_text(FI7)),4),2)","v":"E "},"E ","E ","F ","F ","F ","B","B-","","","",{"$f":"RIGHT(LEFT((formula_text(FT7)),4),2)","v":""},"","","","","","","","","","","","","","","","","","","","","","","","","","","","","","","","","","","","","","","","","","","",""]
["Cell",{"$f":"RIGHT((formula_text(B7)),4)","v":"!E11"},{"$f":"RIGHT((formula_text(C7)),4)","v":"!E12"},{"$f":"RIGHT((formula_text(D7)),4)","v":"!E13"},"!E14","!E15",{"$error":"#NAME?"},"!E18","!E19","!E20","!E21","!E22","!E23","!E25","!E26","=GIA","!E29","!E30","!E31","!I11","!I12","!I13","!I14","","!I15","!I16","!I17","!I18","!I20","!I20","!I21","!I22","!I23","!I25","!I26",{"$error":"#NAME?"},"!I29","!I30","!I31","!E36","!I36","!E38","!G33","!E37","!E38",null,null,"!E39","!E40","!I37","!I38","!E42","!I42","!E32",{"$f":"RIGHT((formula_text(BC7)),4)","v":{"$error":"#NAME?"}},"!E14","!F14","!G14","!E13","!F13","!G13","!H13","!J13","!L13","!P13","!E15","!F15","!G15","!E14","!F14",{"$f":"RIGHT((formula_text(BS7)),4)","v":"!G14"},"!H14","!J14","!L14","!P14","!E16","!F16","!G16","!E15","!F15","!G15","!H15","!J15","!L15","!P15","!E17","!F17","!G17","!E16","!F16","!G16","!H16","!J16","!L16","!P16",{"$f":"RIGHT((formula_text(CR7)),4)","v":""},{"$f":"RIGHT((formula_text(CS7)),4)","v":{"$error":"#NAME?"}},{"$error":"#NAME?"},{"$error":"#NAME?"},{"$error":"#NAME?"},{"$error":"#NAME?"},{"$error":"#NAME?"},{"$error":"#NAME?"},{"$error":"#NAME?"},{"$error":"#NAME?"},{"$error":"#NAME?"},{"$f":"RIGHT((formula_text(DC7)),4)","v":{"$error":"#NAME?"}},{"$error":"#NAME?"},{"$f":"RIGHT((formula_text(DE7)),4)","v":{"$error":"#NAME?"}},{"$f":"RIGHT((formula_text(DF7)),4)","v":{"$error":"#NAME?"}},{"$error":"#NAME?"},"!M47","!M48","!M49",{"$error":"#NAME?"},{"$error":"#NAME?"},{"$error":"#NAME?"},"!E71",{"$error":"#NAME?"},{"$error":"#NAME?"},{"$error":"#NAME?"},{"$error":"#NAME?"},{"$error":"#NAME?"},"!H69",{"$error":"#NAME?"},{"$error":"#NAME?"},"!C82","!D82","!E82","!D88","!D89","!D90","!D91","!D92","!D93","!E88","!E89","!E90","!F88","!F89","!F90",{"$f":"RIGHT((formula_text(EL7)),4)","v":"!D58"},"!D59","!D60","!D61",{"$f":"RIGHT((formula_text(EP7)),4)","v":"!F58"},"!F59","!F60","!F61","!F45","!F46","!D49","!F48","!F49","!D52","!F40","!F41","!D44","!H55","!H56","!E59","!G71","!G72","!E75",{"$f":"RIGHT((formula_text(FI7)),4)","v":"!F88"},"!F89","!D92","!F82","!F83","!D86","!E40","!I34","","","",{"$f":"RIGHT((formula_text(FT7)),4)","v":""},"","","","","","","","","","","","","","","","","","","","","","","","","","","","","","","","","","","","","","","","","","","",""]
["Category name",{"$f":"'A - General Information'!D11","v":"Name of building "},{"$f":"'A - General Information'!D12","v":"Number of storeys above ground"},{"$f":"'A - General Information'!D13","v":"Number of storeys below ground"},{"$f":"'A - General Information'!D14","v":"Building Address "},{"$f":"'A - General Information'!D15","v":"City "},{"$f":"'A - General Information'!D16","v":"Postcode "},{"$f":"'A - General Information'!D18","v":"Landlord's Name "},{"$f":"'A - General Information'!D19","v":"Street "},{"$f":"'A - General Information'!D20","v":"Town / City "},{"$f":"'A - General Information'!D21","v":"Postcode "},{"$f":"'A - General Information'!D22","v":"Landlord's Telephone "},{"$f":"'A - General Information'!D23","v":"Landlord's Email "},{"$f":"'A - General Information'!D25","v":"Year Building Completed "},{"$f":"'A - General Information'!D26","v":"Building Location"},{"$f":"'A - General Information'!D28","v":"Gross Internal Area (GIA)"},{"$f":"'A - General Information'!D29","v":"GIA Units "},{"$f":"'A - General Information'!D30","v":"Source of GIA Data "},{"$f":"'A - General Information'!D31","v":"Description of data source"},{"$f":"'A - General Information'!H11","v":"Date Completed "},{"$f":"'A - General Information'!H12","v":"Issue date"},{"$f":"'A - General Information'!H13","v":"Assessor Name "},{"$f":"'A - General Information'!H14","v":"Assessor's employer"},{"$f":"'A - General Information'!I14","v":0},{"$f":"'A - General Information'!H15","v":"Assessor Number "},{"$f":"'A - General Information'!H16","v":"Assessor's Telephone "},{"$f":"'A - General Information'!H17","v":"Assessor's Email "},{"$f":"'A - General Information'!H18","v":"Accreditation Scheme"},{"$f":"'A - General Information'!H20","v":"Managing agent"},{"$f":"'A - General Information'!H21","v":"Managing agent representative"},{"$f":"'A - General Information'!H21","v":"Managing agent representative"},{"$f":"'A - General Information'!H22","v":"Contact email"},{"$f":"'A - General Information'!H23","v":"Contact telephone"},{"$f":"'A - General Information'!H25","v":"Last year's LER rating (decimal stars)"},{"$f":"'A - General Information'!H26","v":"LER rating two years ago (decimal stars)"},{"$f":"'A - General Information'!H28","v":"Net Lettable Area (NLA) "},{"$f":"'A - General Information'!H29","v":"NLA Units "},{"$f":"'A - General Information'!H30","v":"Source of NLA Data "},{"$f":"'A - General Information'!H31","v":"Description of data source"},{"$f":"'A - General Information'!D36","v":"Year of Refurbishment "},{"$f":"'A - General Information'!H36","v":"Year of Most Recent Fit out "},{"$f":"'A - General Information'!D38","v":"Extra Notes on Building "},{"$f":"'B- Landlord''s services '!E33","v":"What energy is the landlord counterparty to in this building? "},{"$f":"'B- Landlord''s services '!D37","v":"Landlord HVAC to Common Parts "},{"$f":"'B- Landlord''s services '!D38","v":"Landlord HVAC to Tenant Demises"},null,null,{"$f":"'B- Landlord''s services '!D39","v":"Tenant use of passed-through energy for HVAC"},{"$f":"'B- Landlord''s services '!D40","v":"Tenant use of passed-through energy for HWS "},{"$f":"'B- Landlord''s services '!H37","v":"Energy for Lifts & Escalators"},{"$f":"'B- Landlord''s services '!H38","v":"Energy for external lighting"},{"$f":"'B- Landlord''s services '!D42","v":"Number of indoor car parking spaces"},{"$f":"'B- Landlord''s services '!H42","v":"Number of outdoor car parking spaces "},{"$f":"'B1- Tenant energy supplies'!D32","v":"Tenant supplement to landlords HVAC services"},{"$f":"'Pre-certificate'!C36","v":"Percentage of landlord's utility data using estimated or pro-rated data (in kWhe)  (landlord utility supplies):"},"Fuel1",{"$f":"'D - Separable Energy Uses'!$F$13","v":"Energy for which landlord is counterparty (kWh)"},{"$f":"'D - Separable Energy Uses'!$G$13","v":"Deductions: \nSeparables \n(Annual kWh)"},{"$f":"'D - Separable Energy Uses'!$H$13","v":"Landlord energy net of separables \n(Annual kWh)"},{"$f":"'E - Additions and subtractions'!$F$12","v":"Landlord energy passed through to tenants (kWh/yr.)"},{"$f":"'E - Additions and subtractions'!$G$12","v":"Tenant supplement \n(kWh/yr.)"},{"$f":"'E - Additions and subtractions'!$H$12","v":"Tenant's energy supplies (kWh/yr.)"},{"$f":"'E - Additions and subtractions'!$J$12","v":"Additions to LER scope (tenant direct supplement, kWh/yr.)"},{"$f":"'E - Additions and subtractions'!$L$12","v":"Total adjustment to landlord energy \n(kWh/yr.)"},{"$f":"'E - Additions and subtractions'!$P$12","v":"Energy consumption used for calculation of LER \n(kWh/yr.)"},"Fuel2",{"$f":"'D - Separable Energy Uses'!$F$13","v":"Energy for which landlord is counterparty (kWh)"},{"$f":"'D - Separable Energy Uses'!$G$13","v":"Deductions: \nSeparables \n(Annual kWh)"},{"$f":"'D - Separable Energy Uses'!$H$13","v":"Landlord energy net of separables \n(Annual kWh)"},{"$f":"'E - Additions and subtractions'!$F$12","v":"Landlord energy passed through to tenants (kWh/yr.)"},{"$f":"'E - Additions and subtractions'!$G$12","v":"Tenant supplement \n(kWh/yr.)"},{"$f":"'E - Additions and subtractions'!$H$12","v":"Tenant's energy supplies (kWh/yr.)"},{"$f":"'E - Additions and subtractions'!$J$12","v":"Additions to LER scope (tenant direct supplement, kWh/yr.)"},{"$f":"'E - Additions and subtractions'!$L$12","v":"Total adjustment to landlord energy \n(kWh/yr.)"},{"$f":"'E - Additions and subtractions'!$P$12","v":"Energy consumption used for calculation of LER \n(kWh/yr.)"},"Fuel3",{"$f":"'D - Separable Energy Uses'!$F$13","v":"Energy for which landlord is counterparty (kWh)"},{"$f":"'D - Separable Energy Uses'!$G$13","v":"Deductions: \nSeparables \n(Annual kWh)"},{"$f":"'D - Separable Energy Uses'!$H$13","v":"Landlord energy net of separables \n(Annual kWh)"},{"$f":"'E - Additions and subtractions'!$F$12","v":"Landlord energy passed through to tenants (kWh/yr.)"},{"$f":"'E - Additions and subtractions'!$G$12","v":"Tenant supplement \n(kWh/yr.)"},{"$f":"'E - Additions and subtractions'!$H$12","v":"Tenant's energy supplies (kWh/yr.)"},{"$f":"'E - Additions and subtractions'!$J$12","v":"Additions to LER scope (tenant direct supplement, kWh/yr.)"},{"$f":"'E - Additions and subtractions'!$L$12","v":"Total adjustment to landlord energy \n(kWh/yr.)"},{"$f":"'E - Additions and subtractions'!$P$12","v":"Energy consumption used for calculation of LER \n(kWh/yr.)"},"Fuel4",{"$f":"'D - Separable Energy Uses'!$F$13","v":"Energy for which landlord is counterparty (kWh)"},{"$f":"'D - Separable Energy Uses'!$G$13","v":"Deductions: \nSeparables \n(Annual kWh)"},{"$f":"'D - Separable Energy Uses'!$H$13","v":"Landlord energy net of separables \n(Annual kWh)"},{"$f":"'E - Additions and subtractions'!$F$12","v":"Landlord energy passed through to tenants (kWh/yr.)"},{"$f":"'E - Additions and subtractions'!$G$12","v":"Tenant supplement \n(kWh/yr.)"},{"$f":"'E - Additions and subtractions'!$H$12","v":"Tenant's energy supplies (kWh/yr.)"},{"$f":"'E - Additions and subtractions'!$J$12","v":"Additions to LER scope (tenant direct supplement, kWh/yr.)"},{"$f":"'E - Additions and subtractions'!$L$12","v":"Total adjustment to landlord energy \n(kWh/yr.)"},{"$f":"'E - Additions and subtractions'!$P$12","v":"Energy consumption used for calculation of LER \n(kWh/yr.)"},null,{"$f":"'E - Additions and subtractions'!AP159","v":"DHW - Hand basins in WC's only"},{"$f":"'E - Additions and subtractions'!AP161","v":"DHW - Hand basins and showers"},{"$f":"'E - Additions and subtractions'!AP163","v":"DHW - Hand basins and kitchenettes"},{"$f":"'E - Additions and subtractions'!AP165","v":"DHW - Hand basins, kitchenettes & showers"},{"$f":"'E - Additions and subtractions'!AP167","v":"DHW - Catering"},{"$f":"'E - Additions and subtractions'!AP169","v":"DHW - Catering & WC's"},{"$f":"'E - Additions and subtractions'!AP171","v":"DHW - Catering, WC's & showers"},{"$f":"'E - Additions and subtractions'!AP173","v":"Fan coil units (no reheat)"},{"$f":"'E - Additions and subtractions'!AP175","v":"Fan coil units with terminal reheat"},{"$f":"'E - Additions and subtractions'!AP177","v":"Perimeter heating (Electric)"},{"$f":"'E - Additions and subtractions'!AP179","v":"Perimeter heating (Gas)"},{"$f":"'E - Additions and subtractions'!AP181","v":"On floor AHU's"},{"$f":"'F - Functional spaces'!G12","v":"Select main heating fuel for benchmarking purposes"},{"$f":"'Pre-certificate'!L45","v":"Exported Electricity"},{"$f":"'Pre-certificate'!L46","v":"Exported Heat"},{"$f":"'Pre-certificate'!L47","v":"<Select>"},{"$f":"'Pre-certificate'!L48","v":"<Select>"},{"$f":"'Pre-certificate'!L49","v":"<Select>"},{"$f":"'Pre-certificate'!C68","v":"Rated Area for LER (NLA(o))"},{"$f":"'Pre-certificate'!C69","v":"Average hours of service per week"},{"$f":"'Pre-certificate'!C70","v":"Void Factor"},{"$f":"'Pre-certificate'!C71","v":"Standard benchmark "},{"$f":"'Pre-certificate'!C72","v":"Void area and hours of use adjustment "},{"$f":"'Pre-certificate'!C73","v":"Heating DD adjustment"},{"$f":"'Pre-certificate'!C74","v":"Cooling DD adjustment"},{"$f":"'Pre-certificate'!C75","v":"Adjusted benchmark"},{"$f":"'Pre-certificate'!G68","v":"NLA"},{"$f":"'Pre-certificate'!G69","v":"GIA"},{"$f":"'Pre-certificate'!G70","v":"Common parts"},{"$f":"'Pre-certificate'!G71","v":"Separable areas"},{"$f":"'Pre-certificate'!C81","v":"This Year"},{"$f":"'Pre-certificate'!D81","v":"Last year"},{"$f":"'Pre-certificate'!E81","v":"2 years ago"},{"$f":"'Pre-certificate'!$C$88 &DZ2","v":"Electricity*kWh"},{"$f":"'Pre-certificate'!$C$89&EA2","v":"Heat FuelskWh"},{"$f":"'Pre-certificate'!$C$90&EB2","v":"Heat*kWh"},{"$f":"'Pre-certificate'!$C$91&EC2","v":"On-site RES electricitykWh"},{"$f":"'Pre-certificate'!$C$92&ED2","v":"On-site RES heatkWh"},{"$f":"'Pre-certificate'!$C$93&EE2","v":"On-site RES FuelkWh"},{"$f":"'Pre-certificate'!$C$88 &EF2","v":"Electricity*kWhe"},{"$f":"'Pre-certificate'!$C$89&EG2","v":"Heat FuelskWhe"},{"$f":"'Pre-certificate'!$C$90&EH2","v":"Heat*kWhe"},{"$f":"'Pre-certificate'!$C$88 &EI2","v":"Electricity*kWhe/m2"},{"$f":"'Pre-certificate'!$C$89&EJ2","v":"Heat FuelskWhe/m2"},{"$f":"'Pre-certificate'!$C$90&EK2","v":"Heat*kWhe/m2"},{"$f":"'Pre-certificate'!C58","v":"Electricity*"},{"$f":"'Pre-certificate'!C59","v":"Heat Fuels"},{"$f":"'Pre-certificate'!C60","v":"Heat*"},{"$f":"'Pre-certificate'!C61","v":"Total"},{"$f":"'Pre-certificate'!C58","v":"Electricity*"},{"$f":"'Pre-certificate'!C59","v":"Heat Fuels"},{"$f":"'Pre-certificate'!C60","v":"Heat*"},{"$f":"'Pre-certificate'!C61","v":"Total"},{"$f":"'A - General Information'!D45","v":"Were the data entry fields clearly defined?"},{"$f":"'A - General Information'!D46","v":"Was the required data readily available?"},{"$f":"'A - General Information'!D48","v":"Please provide any further comments or suggestions in the space below.  (300 characters max)"},{"$f":"'B- Landlord''s services '!D48","v":"Were the data entry fields clearly defined?"},{"$f":"'B- Landlord''s services '!D49","v":"Was the required data readily available?"},{"$f":"'B- Landlord''s services '!D51","v":"Please provide any further comments or suggestions in the space below.  (300 characters max)"},{"$f":"'B1- Tenant energy supplies'!D40","v":"Were the data entry fields clearly defined?"},{"$f":"'B1- Tenant energy supplies'!D41","v":"Was the required data readily available?"},{"$f":"'B1- Tenant energy supplies'!D43","v":"Please provide any further comments or suggestions in the space below.  (300 characters max)"},{"$f":"'C - Additional Energy Data'!E55","v":"Were the data entry fields clearly defined?"},{"$f":"'C - Additional Energy Data'!E56","v":"Was the required data readily available?"},{"$f":"'C - Additional Energy Data'!E58","v":"Please provide any further comments or suggestions in the space below.  (300 characters max)"},{"$f":"'D - Separable Energy Uses'!E71","v":"Were the data entry fields clearly defined?"},{"$f":"'D - Separable Energy Uses'!E72","v":"Was the required data readily available?"},{"$f":"'D - Separable Energy Uses'!E74","v":"Please provide any further comments or suggestions in the space below.  (300 characters max)"},{"$f":"'E - Additions and subtractions'!D88","v":"Were the data entry fields clearly defined?"},{"$f":"'E - Additions and subtractions'!D89","v":"Was the required data readily available?"},{"$f":"'E - Additions and subtractions'!D91","v":"Please provide any further comments or suggestions in the space below.  (300 characters max)"},{"$f":"'F - Functional spaces'!D82","v":"Were the data entry fields clearly defined?"},{"$f":"'F - Functional spaces'!D83","v":"Was the required data readily available?"},{"$f":"'F - Functional spaces'!D85","v":"Please provide any further comments or suggestions in the space below.  (300 characters max)"},{"$f":"'B- Landlord''s services '!D40","v":"Tenant use of passed-through energy for HWS "},{"$f":"'B- Landlord''s services '!E34","v":"Does this building have landlord's services energy metering?"}]
["value",{"$f":"'A - General Information'!E11","v":0},{"$f":"'A - General Information'!E12","v":0},{"$f":"'A - General Information'!E13","v":0},{"$f":"'A - General Information'!E14","v":0},{"$f":"'A - General Information'!E15","v":0},{"$f":"'A - General Information'!E16","v":0},{"$f":"'A - General Information'!E18","v":0},{"$f":"'A - General Information'!E19","v":0},{"$f":"'A - General Information'!E20","v":0},{"$f":"'A - General Information'!E21","v":0},{"$f":"'A - General Information'!E22","v":0},{"$f":"'A - General Information'!E23","v":0},{"$f":"'A - General Information'!E25","v":0},{"$f":"'A - General Information'!E26","v":0},{"$f":"GIA","v":0},{"$f":"'A - General Information'!E29","v":"m2"},{"$f":"'A - General Information'!E30","v":0},{"$f":"'A - General Information'!E31","v":0},{"$f":"'A - General Information'!I11","v":0},{"$f":"'A - General Information'!I12","v":0},{"$f":"'A - General Information'!I13","v":0},{"$f":"'A - General Information'!I14","v":0},null,{"$f":"'A - General Information'!I15","v":0},{"$f":"'A - General Information'!I16","v":0},{"$f":"'A - General Information'!I17","v":0},{"$f":"'A - General Information'!I18","v":0},{"$f":"'A - General Information'!I20","v":0},{"$f":"'A - General Information'!I20","v":0},{"$f":"'A - General Information'!I21","v":0},{"$f":"'A - General Information'!I22","v":0},{"$f":"'A - General Information'!I23","v":0},{"$f":"'A - General Information'!I25","v":0},{"$f":"'A - General Information'!I26","v":0},{"$f":"NLA","v":0},{"$f":"'A - General Information'!I29","v":"m2"},{"$f":"'A - General Information'!I30","v":0},{"$f":"'A - General Information'!I31","v":0},{"$f":"'A - General Information'!E36","v":0},{"$f":"'A - General Information'!I36","v":0},{"$f":"'A - General Information'!E38","v":0},{"$f":"'B- Landlord''s services '!G33","v":"<Select>"},{"$f":"'B- Landlord''s services '!E37","v":"<Select>"},{"$f":"'B- Landlord''s services '!E38","v":"<Select>"},null,null,{"$f":"'B- Landlord''s services '!E39","v":"<Select>"},{"$f":"'B- Landlord''s services '!E40","v":"<Select>"},{"$f":"'B- Landlord''s services '!I37","v":"<Select>"},{"$f":"'B- Landlord''s services '!I38","v":"<Select>"},{"$f":"'B- Landlord''s services '!E42","v":0},{"$f":"'B- Landlord''s services '!I42","v":0},{"$f":"'B1- Tenant energy supplies'!E32","v":"<Select>"},{"$f":"'Pre-certificate'!G36","v":0},{"$f":"'D - Separable Energy Uses'!E14","v":"Not in Use"},{"$f":"'D - Separable Energy Uses'!F14","v":0},{"$f":"'D - Separable Energy Uses'!G14","v":0},{"$f":"'E - Additions and subtractions'!E13","v":0},{"$f":"'E - Additions and subtractions'!F13","v":0},{"$f":"'E - Additions and subtractions'!G13","v":0},{"$f":"'E - Additions and subtractions'!H13","v":0},{"$f":"'E - Additions and subtractions'!J13","v":0},{"$f":"'E - Additions and subtractions'!L13","v":0},{"$f":"'E - Additions and subtractions'!P13","v":0},{"$f":"'D - Separable Energy Uses'!E15","v":"Not in Use"},{"$f":"'D - Separable Energy Uses'!F15","v":0},{"$f":"'D - Separable Energy Uses'!G15","v":0},{"$f":"'E - Additions and subtractions'!E14","v":0},{"$f":"'E - Additions and subtractions'!F14","v":0},{"$f":"'E - Additions and subtractions'!G14","v":0},{"$f":"'E - Additions and subtractions'!H14","v":0},{"$f":"'E - Additions and subtractions'!J14","v":0},{"$f":"'E - Additions and subtractions'!L14","v":0},{"$f":"'E - Additions and subtractions'!P14","v":0},{"$f":"'D - Separable Energy Uses'!E16","v":"Not in Use"},{"$f":"'D - Separable Energy Uses'!F16","v":0},{"$f":"'D - Separable Energy Uses'!G16","v":0},{"$f":"'E - Additions and subtractions'!E15","v":0},{"$f":"'E - Additions and subtractions'!F15","v":0},{"$f":"'E - Additions and subtractions'!G15","v":0},{"$f":"'E - Additions and subtractions'!H15","v":0},{"$f":"'E - Additions and subtractions'!J15","v":0},{"$f":"'E - Additions and subtractions'!L15","v":0},{"$f":"'E - Additions and subtractions'!P15","v":0},{"$f":"'D - Separable Energy Uses'!E17","v":"Not in Use"},{"$f":"'D - Separable Energy Uses'!F17","v":0},{"$f":"'D - Separable Energy Uses'!G17","v":0},{"$f":"'E - Additions and subtractions'!E16","v":0},{"$f":"'E - Additions and subtractions'!F16","v":0},{"$f":"'E - Additions and subtractions'!G16","v":0},{"$f":"'E - Additions and subtractions'!H16","v":0},{"$f":"'E - Additions and subtractions'!J16","v":0},{"$f":"'E - Additions and subtractions'!L16","v":0},{"$f":"'E - Additions and subtractions'!P16","v":0},null,{"$f":"'E - Additions and subtractions'!AQ159","v":0},{"$f":"'E - Additions and subtractions'!AQ161","v":0},{"$f":"'E - Additions and subtractions'!AQ163","v":0},{"$f":"'E - Additions and subtractions'!AQ165","v":0},{"$f":"'E - Additions and subtractions'!AQ167","v":0},{"$f":"'E - Additions and subtractions'!AQ169","v":0},{"$f":"'E - Additions and subtractions'!AQ171","v":0},{"$f":"'E - Additions and subtractions'!AQ173","v":0},{"$f":"'E - Additions and subtractions'!AQ175","v":0},{"$f":"'E - Additions and subtractions'!AQ177","v":0},{"$f":"'E - Additions and subtractions'!AQ179","v":0},{"$f":"'E - Additions and subtractions'!AQ181","v":0},{"$f":"'F - Functional spaces'!H12","v":0},{"$f":"'Pre-certificate'!M45","v":0},{"$f":"'Pre-certificate'!M46","v":0},{"$f":"'Pre-certificate'!M47","v":""},{"$f":"'Pre-certificate'!M48","v":""},{"$f":"'Pre-certificate'!M49","v":""},{"$f":"'Pre-certificate'!E68","v":{"$error":"#DIV/0!"}},{"$f":"'Pre-certificate'!E69","v":{"$error":"#DIV/0!"}},{"$f":"'Pre-certificate'!E70","v":{"$error":"#DIV/0!"}},{"$f":"'Pre-certificate'!E71","v":105},{"$f":"'Pre-certificate'!E72","v":{"$error":"#DIV/0!"}},{"$f":"'Pre-certificate'!E73","v":{"$error":"#DIV/0!"}},{"$f":"'Pre-certificate'!E74","v":{"$error":"#VALUE!"}},{"$f":"'Pre-certificate'!E75","v":{"$error":"#DIV/0!"}},{"$f":"'Pre-certificate'!H68","v":0},{"$f":"'Pre-certificate'!H69","v":"not known"},{"$f":"'Pre-certificate'!H70","v":"not known"},{"$f":"'Pre-certificate'!H71","v":0},{"$f":"'Pre-certificate'!C82","v":{"$error":"#DIV/0!"}},{"$f":"'Pre-certificate'!D82","v":0},{"$f":"'Pre-certificate'!E82","v":0},{"$f":"'Pre-certificate'!D88","v":0},{"$f":"'Pre-certificate'!D89","v":0},{"$f":"'Pre-certificate'!D90","v":0},{"$f":"'Pre-certificate'!D91","v":0},{"$f":"'Pre-certificate'!D92","v":0},{"$f":"'Pre-certificate'!D93","v":0},{"$f":"'Pre-certificate'!E88","v":0},{"$f":"'Pre-certificate'!E89","v":0},{"$f":"'Pre-certificate'!E90","v":0},{"$f":"'Pre-certificate'!F88","v":{"$error":"#DIV/0!"}},{"$f":"'Pre-certificate'!F89","v":{"$error":"#DIV/0!"}},{"$f":"'Pre-certificate'!F90","v":{"$error":"#DIV/0!"}},{"$f":"'Pre-certificate'!D58","v":0},{"$f":"'Pre-certificate'!D59","v":0},{"$f":"'Pre-certificate'!D60","v":0},{"$f":"'Pre-certificate'!D61","v":0},{"$f":"'Pre-certificate'!F58","v":0},{"$f":"'Pre-certificate'!F59","v":0},{"$f":"'Pre-certificate'!F60","v":0},{"$f":"'Pre-certificate'!F61","v":0},{"$f":"'A - General Information'!F45","v":"<Select>"},{"$f":"'A - General Information'!F46","v":"<Select>"},{"$f":"'A - General Information'!D49","v":0},{"$f":"'B- Landlord''s services '!F48","v":"<Select>"},{"$f":"'B- Landlord''s services '!F49","v":"<Select>"},{"$f":"'B- Landlord''s services '!D52","v":0},{"$f":"'B1- Tenant energy supplies'!F40","v":"<Select>"},{"$f":"'B1- Tenant energy supplies'!F41","v":"<Select>"},{"$f":"'B1- Tenant energy supplies'!D44","v":0},{"$f":"'C - Additional Energy Data'!H55","v":"<Select>"},{"$f":"'C - Additional Energy Data'!H56","v":"<Select>"},{"$f":"'C - Additional Energy Data'!E59","v":0},{"$f":"'D - Separable Energy Uses'!G71","v":"<Select>"},{"$f":"'D - Separable Energy Uses'!G72","v":"<Select>"},{"$f":"'D - Separable Energy Uses'!E75","v":0},{"$f":"'E - Additions and subtractions'!F88","v":"<Select>"},{"$f":"'E - Additions and subtractions'!F89","v":"<Select>"},{"$f":"'E - Additions and subtractions'!D92","v":0},{"$f":"'F - Functional spaces'!F82","v":"<Select>"},{"$f":"'F - Functional spaces'!F83","v":"<Select>"},{"$f":"'F - Functional spaces'!D86","v":0},{"$f":"'B- Landlord''s services '!E40","v":"<Select>"},{"$f":"'B- Landlord''s services '!I34","v":0}]
[]
[]
[]
[]
[]
[]
["ADD FEEDBACK BY SHEET ON THE END"]

{"sheet":"Energy calcs","index":12,"n_rows":101,"n_cols":27,"rows_kept":101,"cut":false,"hidden":true,"merged":[[72,9,72,10],[16,19,16,24],[17,9,17,10],[17,16,17,20],[17,21,17,26],[18,19,18,20],[18,25,18,26],[51,9,51,10],[51,16,51,20],[51,21,51,26],[52,19,52,20],[52,25,52,26]]}
[]
[]
[null,"Calculation of NDPR + Star Rating"]
[]
[null,"NDPR",{"$f":"(ActualkWhem2/AdjBenchMark)","v":{"$error":"#DIV/0!"}}]
[null,"Decimal star rating (DSR)",{"$f":"IF((C5)>2, 0,7-(3.5*C5))","v":{"$error":"#DIV/0!"}}]
[]
[]
[]
[]
[null,"Energy data, separables etc"]
[]
[]
[null,{"$f":"COLUMN(B14)-1","v":1},{"$f":"COLUMN(C14)-1","v":2},3,4,5,6,7,8,9,10,11,12,13,{"$f":"COLUMN(O14)-1","v":14},{"$f":"COLUMN(P14)-1","v":15},16,17,18,19,20,21,22,23,24,25,26]
[]
[null,null,"STAGE 1",null,null,null,null,null,null,null,null,null,"STAGE 2"]
[null,null,null,null,null,null,null,null,null,null,null,"on/off","Separables"]
[null,null,"Supply","kWhe factor","Metered",null,null,null,"Carbon","Carbon dioxide emissions",null,null,"Total",2,3,"Adjustments for sub-meters","Separables &sub-metered deductions",null,null,null,null,"Delivered minus separables"]
[null,null,"reference",null,"Energy",null,null,null,"Factor",null,null,"Desc",null,null,null,null,"Total","Energy","Total kWhe","Carbon dioxide emissions",null,null,null,"Energy","Energy","Carbon dioxide emissions"]
[null,null,null,null,"kWh","kWhe","kWh/m2","kWhe/m2","kgCO2/kWh"," (kg CO2)"," (kg CO2/m2)",null,"kWh","kWh","kWh","kWh","kWh","kWh/m2\nrated area",null," (kg CO2)"," (kg CO2/m2)","kWh","kWhe","kWhe/m2\nrated area","kWh/m2\nrated area"," (kg CO2)"," (kg CO2/m2)"]
[null,{"$f":"'B- Landlord''s services '!E11","v":"Mains Electricity"},null,{"$f":"VLOOKUP(B21,FuelsTable,2,FALSE)","v":1},{"$f":"SUMIF('B- Landlord''s services '!$E$11:$I$11,'Energy calcs'!$B21,'B- Landlord''s services '!$E$19:$I$19)+SUMIF('C - Additional Energy Data'!$G$12:$K$12,'Energy calcs'!$B21,'C - Additional Energy Data'!$G$20:$K$20)","v":0},{"$f":"E21*D21","v":0},{"$f":"E21/NLA","v":{"$error":"#DIV/0!"}},{"$error":"#DIV/0!"},{"$f":"IF(ISERROR(VLOOKUP(B21,CarbFactInUse,5,FALSE)),VLOOKUP(B21,Lookups!$J$97:$L$117,3,FALSE),VLOOKUP(B21,CarbFactInUse,5,FALSE))","v":0.55000000000000004},{"$f":"I21*E21","v":0},{"$f":"J21/NLA","v":{"$error":"#DIV/0!"}},null,{"$f":"IF(ISERROR(VLOOKUP(B21,SepTotals,2,FALSE)),0,VLOOKUP(B21,SepTotals,2,FALSE))","v":0},"=SUMIF('D - Separable Energy Uses'!$K$64,'Energy calcs'!$B21,'D - Separable Energy Uses'!$K$65)+SUMIF('D - Separable Energy Uses'!$K$66,'Energy calcs'!$B21,'D - Separable Energy Uses'!$K$67)+SUMIF('D - Separable Energy Uses'!$K$68,'Energy calcs'!$B21,'D - Separable Energy Uses'!$K$69)",null,{"$f":"SUMIF('E - Additions and subtractions'!$D$13:$D$20,B21,'E - Additions and subtractions'!$L$13:$M$20)","v":0},{"$f":"-M21+P21","v":0},null,{"$f":"Q21*D21","v":0},{"$f":"I21*Q21","v":0},null,{"$f":"Q21+E21","v":0},{"$f":"V21*D21","v":0},{"$f":"(V21*D21)/RatedArea","v":{"$error":"#DIV/0!"}},{"$f":"V21/RatedArea","v":{"$error":"#DIV/0!"}},{"$f":"V21*I21","v":0},{"$f":"Z21/RatedArea","v":{"$error":"#DIV/0!"}}]
[null,{"$f":"Lookups!J98","v":"District Electricity"},null,{"$f":"VLOOKUP(B22,FuelsTable,2,FALSE)","v":1},{"$f":"SUMIF('B- Landlord''s services '!$E$11:$I$11,'Energy calcs'!$B22,'B- Landlord''s services '!$E$19:$I$19)+SUMIF('C - Additional Energy Data'!$G$12:$K$12,'Energy calcs'!$B22,'C - Additional Energy Data'!$G$20:$K$20)","v":0},{"$f":"E22*D22","v":0},{"$error":"#DIV/0!"},{"$error":"#DIV/0!"},{"$f":"IF(ISERROR(VLOOKUP(B22,CarbFactInUse,5,FALSE)),VLOOKUP(B22,Lookups!$J$97:$L$117,3,FALSE),VLOOKUP(B22,CarbFactInUse,5,FALSE))","v":0.55000000000000004},{"$f":"I22*E22","v":0},{"$f":"J22/NLA","v":{"$error":"#DIV/0!"}},null,{"$f":"IF(ISERROR(VLOOKUP(B22,SepTotals,2,FALSE)),0,VLOOKUP(B22,SepTotals,2,FALSE))","v":0},null,null,{"$f":"SUMIF('E - Additions and subtractions'!$D$13:$D$20,B22,'E - Additions and subtractions'!$L$13:$M$20)","v":0},{"$f":"-M22+P22","v":0},null,{"$f":"Q22*D22","v":0},{"$f":"I22*Q22","v":0},null,{"$f":"Q22+E22","v":0},{"$f":"V22*D22","v":0},{"$f":"(V22*D22)/RatedArea","v":{"$error":"#DIV/0!"}},{"$f":"V22/RatedArea","v":{"$error":"#DIV/0!"}},{"$f":"V22*I22","v":0},{"$f":"Z22/RatedArea","v":{"$error":"#DIV/0!"}}]
[null,{"$f":"Lookups!J99","v":"Exported Electricity"},null,{"$f":"VLOOKUP(B23,FuelsTable,2,FALSE)","v":1},{"$f":"-SUMIF('B- Landlord''s services '!$E$11:$I$11,'Energy calcs'!$B23,'B- Landlord''s services '!$E$19:$I$19)+-SUMIF('C - Additional Energy Data'!$G$12:$K$12,'Energy calcs'!$B23,'C - Additional Energy Data'!$G$20:$K$20)","v":0},{"$f":"E23*D23","v":0},{"$error":"#DIV/0!"},{"$error":"#DIV/0!"},{"$f":"IF(ISERROR(VLOOKUP(B23,CarbFactInUse,5,FALSE)),VLOOKUP(B23,Lookups!$J$97:$L$117,3,FALSE),VLOOKUP(B23,CarbFactInUse,5,FALSE))","v":-0.55000000000000004},{"$f":"-I23*E23","v":0},{"$f":"J23/NLA","v":{"$error":"#DIV/0!"}},null,{"$f":"IF(ISERROR(VLOOKUP(B23,SepTotals,2,FALSE)),0,VLOOKUP(B23,SepTotals,2,FALSE))","v":0},null,null,{"$f":"SUMIF('E - Additions and subtractions'!$D$13:$D$20,B23,'E - Additions and subtractions'!$L$13:$M$20)","v":0},0,null,{"$f":"Q23*D23","v":0},{"$f":"I23*Q23","v":0},null,0,{"$f":"V23*D23","v":0},{"$f":"(V23*D23)/RatedArea","v":{"$error":"#DIV/0!"}},{"$f":"V23/RatedArea","v":{"$error":"#DIV/0!"}},{"$f":"V23*I23","v":0},{"$f":"Z23/RatedArea","v":{"$error":"#DIV/0!"}}]
[null,"Estimated additions",null,1,null,null,null,null,{"$f":"I21","v":0.55000000000000004},null,null,null,null,null,null,{"$f":"'E - Additions and subtractions'!N13","v":0},{"$f":"-M24+P24","v":0},null,{"$f":"Q24*D24","v":0},null,null,{"$f":"Q24+E24","v":0},{"$f":"V24*D24","v":0},{"$f":"(V24*D24)/RatedArea","v":{"$error":"#DIV/0!"}},{"$f":"V24/RatedArea","v":{"$error":"#DIV/0!"}},{"$f":"V24*I24","v":0},{"$f":"Z24/RatedArea","v":{"$error":"#DIV/0!"}}]
[null,"Electricity from off site (exc renewables and CHP)",null,null,{"$f":"SUM(E21:E24)","v":0},{"$f":"SUM(F21:F24)","v":0},{"$f":"SUM(G21:G23)","v":{"$error":"#DIV/0!"}},{"$f":"SUM(H21:H23)","v":{"$error":"#DIV/0!"}},{"$f":"J25/E25","v":{"$error":"#DIV/0!"}},{"$f":"SUM(J21:J24)","v":0},{"$f":"J25/NLA","v":{"$error":"#DIV/0!"}},"Total kWh",{"$f":"SUM(M21:M24)","v":0},{"$f":"SUM(N21:N24)","v":0},{"$f":"SUM(O21:O24)","v":0},{"$f":"SUM(P21:P24)","v":0},{"$f":"SUM(Q21:Q24)","v":0},{"$f":"SUM(R21:R24)","v":0},{"$f":"SUM(S21:S24)","v":0},{"$f":"SUM(T21:T24)","v":0},{"$f":"SUM(U21:U24)","v":0},0,0,{"$error":"#DIV/0!"},{"$error":"#DIV/0!"},0,{"$f":"SUM(AA21:AA24)","v":{"$error":"#DIV/0!"}}]
[]
[]
[null,null,null,null,null,null,null,null,13]
[null,null,null,null,null,null,null,null,7]
[null,"Natural Gas","F",{"$f":"VLOOKUP(B30,FuelsTable,2,FALSE)","v":0.4},{"$f":"SUMIF('B- Landlord''s services '!$E$11:$I$11,'Energy calcs'!$B30,'B- Landlord''s services '!$E$19:$I$19)+SUMIF('C - Additional Energy Data'!$G$12:$K$12,'Energy calcs'!$B30,'C - Additional Energy Data'!$G$20:$K$20)","v":0},{"$f":"E30*D30","v":0},{"$f":"E30/NLA","v":{"$error":"#DIV/0!"}},{"$f":"F30/NLA","v":{"$error":"#DIV/0!"}},{"$f":"IF(ISERROR(VLOOKUP(B30,CarbFactInUse,5,FALSE)),VLOOKUP(B30,Lookups!$J$97:$L$117,3,FALSE),VLOOKUP(B30,CarbFactInUse,5,FALSE))","v":0.19400000000000001},{"$f":"I30*E30","v":0},{"$f":"J30/NLA","v":{"$error":"#DIV/0!"}},null,{"$f":"IF(ISERROR(VLOOKUP(B30,SepTotals,2,FALSE)),0,VLOOKUP(B30,SepTotals,2,FALSE))","v":0},null,null,{"$f":"SUMIF('E - Additions and subtractions'!$D$13:$D$20,B30,'E - Additions and subtractions'!$L$13:$M$20)","v":0},{"$f":"-M30+P30","v":0},null,{"$f":"Q30*D30","v":0},{"$f":"I30*Q30","v":0},null,{"$f":"Q30+E30","v":0},{"$f":"V30*D30","v":0},{"$f":"(V30*D30)/RatedArea","v":{"$error":"#DIV/0!"}},{"$f":"V30/RatedArea","v":{"$error":"#DIV/0!"}},{"$f":"V30*I30","v":0},{"$f":"Z30/RatedArea","v":{"$error":"#DIV/0!"}}]
[null,"Oil","F",0.4,{"$f":"SUMIF('B- Landlord''s services '!$E$11:$I$11,'Energy calcs'!$B31,'B- Landlord''s services '!$E$19:$I$19)+SUMIF('C - Additional Energy Data'!$G$12:$K$12,'Energy calcs'!$B31,'C - Additional Energy Data'!$G$20:$K$20)","v":0},0,{"$error":"#DIV/0!"},{"$error":"#DIV/0!"},{"$f":"IF(ISERROR(VLOOKUP(B31,CarbFactInUse,5,FALSE)),VLOOKUP(B31,Lookups!$J$97:$L$117,3,FALSE),VLOOKUP(B31,CarbFactInUse,5,FALSE))","v":0.26500000000000001},0,{"$error":"#DIV/0!"},null,0,null,null,{"$f":"SUMIF('E - Additions and subtractions'!$D$13:$D$20,B31,'E - Additions and subtractions'!$L$13:$M$20)","v":0},0,null,0,0,null,{"$f":"Q31+E31","v":0},{"$f":"V31*D31","v":0},{"$error":"#DIV/0!"},{"$error":"#DIV/0!"},0,{"$error":"#DIV/0!"}]
[null,"LPG","F",0.4,{"$f":"SUMIF('B- Landlord''s services '!$E$11:$I$11,'Energy calcs'!$B32,'B- Landlord''s services '!$E$19:$I$19)+SUMIF('C - Additional Energy Data'!$G$12:$K$12,'Energy calcs'!$B32,'C - Additional Energy Data'!$G$20:$K$20)","v":0},0,{"$error":"#DIV/0!"},{"$error":"#DIV/0!"},{"$f":"IF(ISERROR(VLOOKUP(B32,CarbFactInUse,5,FALSE)),VLOOKUP(B32,Lookups!$J$97:$L$117,3,FALSE),VLOOKUP(B32,CarbFactInUse,5,FALSE))","v":0.23400000000000001},0,{"$error":"#DIV/0!"},null,0,null,null,{"$f":"SUMIF('E - Additions and subtractions'!$D$13:$D$20,B32,'E - Additions and subtractions'!$L$13:$M$20)","v":0},0,null,0,0,null,0,0,{"$error":"#DIV/0!"},{"$error":"#DIV/0!"},0,{"$error":"#DIV/0!"}]
[null,"Coal","F",0.4,{"$f":"SUMIF('B- Landlord''s services '!$E$11:$I$11,'Energy calcs'!$B33,'B- Landlord''s services '!$E$19:$I$19)+SUMIF('C - Additional Energy Data'!$G$12:$K$12,'Energy calcs'!$B33,'C - Additional Energy Data'!$G$20:$K$20)","v":0},0,{"$error":"#DIV/0!"},{"$error":"#DIV/0!"},{"$f":"IF(ISERROR(VLOOKUP(B33,CarbFactInUse,5,FALSE)),VLOOKUP(B33,Lookups!$J$97:$L$117,3,FALSE),VLOOKUP(B33,CarbFactInUse,5,FALSE))","v":0.29099999999999998},0,{"$error":"#DIV/0!"},null,0,null,null,{"$f":"SUMIF('E - Additions and subtractions'!$D$13:$D$20,B33,'E - Additions and subtractions'!$L$13:$M$20)","v":0},0,null,0,0,null,0,0,{"$error":"#DIV/0!"},{"$error":"#DIV/0!"},0,{"$error":"#DIV/0!"}]
[null,"Biomass","F",0.4,{"$f":"SUMIF('B- Landlord''s services '!$E$11:$I$11,'Energy calcs'!$B34,'B- Landlord''s services '!$E$19:$I$19)+SUMIF('C - Additional Energy Data'!$G$12:$K$12,'Energy calcs'!$B34,'C - Additional Energy Data'!$G$20:$K$20)","v":0},0,{"$error":"#DIV/0!"},{"$error":"#DIV/0!"},{"$f":"IF(ISERROR(VLOOKUP(B34,CarbFactInUse,5,FALSE)),VLOOKUP(B34,Lookups!$J$97:$L$117,3,FALSE),VLOOKUP(B34,CarbFactInUse,5,FALSE))","v":2.5000000000000001E-2},0,{"$error":"#DIV/0!"},null,0,null,null,{"$f":"SUMIF('E - Additions and subtractions'!$D$13:$D$20,B34,'E - Additions and subtractions'!$L$13:$M$20)","v":0},0,null,0,0,null,0,0,{"$error":"#DIV/0!"},{"$error":"#DIV/0!"},0,{"$error":"#DIV/0!"}]
[null,"Biogas","F",0.4,{"$f":"SUMIF('B- Landlord''s services '!$E$11:$I$11,'Energy calcs'!$B35,'B- Landlord''s services '!$E$19:$I$19)+SUMIF('C - Additional Energy Data'!$G$12:$K$12,'Energy calcs'!$B35,'C - Additional Energy Data'!$G$20:$K$20)","v":0},0,{"$error":"#DIV/0!"},{"$error":"#DIV/0!"},{"$f":"IF(ISERROR(VLOOKUP(B35,CarbFactInUse,5,FALSE)),VLOOKUP(B35,Lookups!$J$97:$L$117,3,FALSE),VLOOKUP(B35,CarbFactInUse,5,FALSE))","v":2.5000000000000001E-2},0,{"$error":"#DIV/0!"},null,0,null,null,{"$f":"SUMIF('E - Additions and subtractions'!$D$13:$D$20,B35,'E - Additions and subtractions'!$L$13:$M$20)","v":0},0,null,0,0,null,0,0,{"$error":"#DIV/0!"},{"$error":"#DIV/0!"},0,{"$error":"#DIV/0!"}]
[null,"Anthracite","F",0.4,{"$f":"SUMIF('B- Landlord''s services '!$E$11:$I$11,'Energy calcs'!$B36,'B- Landlord''s services '!$E$19:$I$19)+SUMIF('C - Additional Energy Data'!$G$12:$K$12,'Energy calcs'!$B36,'C - Additional Energy Data'!$G$20:$K$20)","v":0},0,{"$error":"#DIV/0!"},{"$error":"#DIV/0!"},{"$f":"IF(ISERROR(VLOOKUP(B36,CarbFactInUse,5,FALSE)),VLOOKUP(B36,Lookups!$J$97:$L$117,3,FALSE),VLOOKUP(B36,CarbFactInUse,5,FALSE))","v":0.317},0,{"$error":"#DIV/0!"},null,0,null,null,{"$f":"SUMIF('E - Additions and subtractions'!$D$13:$D$20,B36,'E - Additions and subtractions'!$L$13:$M$20)","v":0},0,null,0,0,null,0,0,{"$error":"#DIV/0!"},{"$error":"#DIV/0!"},0,{"$error":"#DIV/0!"}]
[null,"Smokeless Fuel","F",0.4,{"$f":"SUMIF('B- Landlord''s services '!$E$11:$I$11,'Energy calcs'!$B37,'B- Landlord''s services '!$E$19:$I$19)+SUMIF('C - Additional Energy Data'!$G$12:$K$12,'Energy calcs'!$B37,'C - Additional Energy Data'!$G$20:$K$20)","v":0},0,{"$error":"#DIV/0!"},{"$error":"#DIV/0!"},{"$f":"IF(ISERROR(VLOOKUP(B37,CarbFactInUse,5,FALSE)),VLOOKUP(B37,Lookups!$J$97:$L$117,3,FALSE),VLOOKUP(B37,CarbFactInUse,5,FALSE))","v":0.39200000000000002},0,{"$error":"#DIV/0!"},null,0,null,null,{"$f":"SUMIF('E - Additions and subtractions'!$D$13:$D$20,B37,'E - Additions and subtractions'!$L$13:$M$20)","v":0},0,null,0,0,null,0,0,{"$error":"#DIV/0!"},{"$error":"#DIV/0!"},0,{"$error":"#DIV/0!"}]
[null,"District Heating","T",0.5,{"$f":"SUMIF('B- Landlord''s services '!$E$11:$I$11,'Energy calcs'!$B38,'B- Landlord''s services '!$E$19:$I$19)+SUMIF('C - Additional Energy Data'!$G$12:$K$12,'Energy calcs'!$B38,'C - Additional Energy Data'!$G$20:$K$20)","v":0},0,{"$error":"#DIV/0!"},{"$error":"#DIV/0!"},{"$f":"IF(ISERROR(VLOOKUP(B38,CarbFactInUse,5,FALSE)),VLOOKUP(B38,Lookups!$J$97:$L$117,3,FALSE),VLOOKUP(B38,CarbFactInUse,5,FALSE))","v":0.24249999999999999},0,{"$error":"#DIV/0!"},null,0,null,null,{"$f":"SUMIF('E - Additions and subtractions'!$D$13:$D$20,B38,'E - Additions and subtractions'!$L$13:$M$20)","v":0},0,null,0,0,null,0,0,{"$error":"#DIV/0!"},{"$error":"#DIV/0!"},0,{"$error":"#DIV/0!"}]
[null,"District Cooling","T",0.5,{"$f":"SUMIF('B- Landlord''s services '!$E$11:$I$11,'Energy calcs'!$B39,'B- Landlord''s services '!$E$19:$I$19)+SUMIF('C - Additional Energy Data'!$G$12:$K$12,'Energy calcs'!$B39,'C - Additional Energy Data'!$G$20:$K$20)","v":0},0,{"$error":"#DIV/0!"},{"$error":"#DIV/0!"},{"$f":"IF(ISERROR(VLOOKUP(B39,CarbFactInUse,5,FALSE)),VLOOKUP(B39,Lookups!$J$97:$L$117,3,FALSE),VLOOKUP(B39,CarbFactInUse,5,FALSE))","v":0.24249999999999999},0,{"$error":"#DIV/0!"},null,0,null,null,{"$f":"SUMIF('E - Additions and subtractions'!$D$13:$D$20,B39,'E - Additions and subtractions'!$L$13:$M$20)","v":0},0,null,0,0,null,0,0,{"$error":"#DIV/0!"},{"$error":"#DIV/0!"},0,{"$error":"#DIV/0!"}]
[null,"Waste Heat","T",0.5,{"$f":"SUMIF('B- Landlord''s services '!$E$11:$I$11,'Energy calcs'!$B40,'B- Landlord''s services '!$E$19:$I$19)+SUMIF('C - Additional Energy Data'!$G$12:$K$12,'Energy calcs'!$B40,'C - Additional Energy Data'!$G$20:$K$20)","v":0},0,{"$error":"#DIV/0!"},{"$error":"#DIV/0!"},{"$f":"IF(ISERROR(VLOOKUP(B40,CarbFactInUse,5,FALSE)),VLOOKUP(B40,Lookups!$J$97:$L$117,3,FALSE),VLOOKUP(B40,CarbFactInUse,5,FALSE))","v":0.24249999999999999},0,{"$error":"#DIV/0!"},null,0,null,null,{"$f":"SUMIF('E - Additions and subtractions'!$D$13:$D$20,B40,'E - Additions and subtractions'!$L$13:$M$20)","v":0},0,null,0,0,null,0,0,{"$error":"#DIV/0!"},{"$error":"#DIV/0!"},0,{"$error":"#DIV/0!"}]
[null,"Exported Heat","T",0.5,{"$f":"-SUMIF('B- Landlord''s services '!$E$11:$I$11,'Energy calcs'!$B41,'B- Landlord''s services '!$E$19:$I$19)+-SUMIF('C - Additional Energy Data'!$G$12:$K$12,'Energy calcs'!$B41,'C - Additional Energy Data'!$G$20:$K$20)","v":0},{"$f":"E41*D41","v":0},{"$f":"E41/NLA","v":{"$error":"#DIV/0!"}},{"$f":"F41/NLA","v":{"$error":"#DIV/0!"}},{"$f":"IF(ISERROR(VLOOKUP(B41,CarbFactInUse,5,FALSE)),VLOOKUP(B41,Lookups!$J$97:$L$117,3,FALSE),VLOOKUP(B41,CarbFactInUse,5,FALSE))","v":0.24249999999999999},{"$f":"I41*E41","v":0},{"$f":"J41/NLA","v":{"$error":"#DIV/0!"}},null,0,null,null,{"$f":"SUMIF('E - Additions and subtractions'!$D$13:$D$20,B41,'E - Additions and subtractions'!$L$13:$M$20)","v":0},0,null,0,0,null,0,0,{"$error":"#DIV/0!"},{"$error":"#DIV/0!"},0,{"$error":"#DIV/0!"}]
[null,"Other fuel","F",{"$f":"VLOOKUP(B42,FuelsTable,2,FALSE)","v":0.4},{"$f":"SUMIF('B- Landlord''s services '!$E$11:$I$11,'Energy calcs'!$B42,'B- Landlord''s services '!$E$19:$I$19)+SUMIF('C - Additional Energy Data'!$G$12:$K$12,'Energy calcs'!$B42,'C - Additional Energy Data'!$G$20:$K$20)","v":0},{"$f":"E42*D42","v":0},{"$f":"E42/NLA","v":{"$error":"#DIV/0!"}},{"$f":"F42/NLA","v":{"$error":"#DIV/0!"}},{"$f":"IF(ISERROR(VLOOKUP(B42,CarbFactInUse,5,FALSE)),VLOOKUP(B42,Lookups!$J$97:$L$117,3,FALSE),VLOOKUP(B42,CarbFactInUse,5,FALSE))","v":0.19400000000000001},{"$f":"I42*E42","v":0},{"$f":"J42/NLA","v":{"$error":"#DIV/0!"}},null,{"$f":"IF(ISERROR(VLOOKUP(B42,SepTotals,2,FALSE)),0,VLOOKUP(B42,SepTotals,2,FALSE))","v":0},null,null,{"$f":"SUMIF('E - Additions and subtractions'!$D$13:$D$20,B42,'E - Additions and subtractions'!$L$13:$M$20)","v":0},{"$f":"-M42+P42","v":0},null,{"$f":"Q42*D42","v":0},{"$f":"I42*Q42","v":0},null,{"$f":"Q42+E42","v":0},{"$f":"V42*D42","v":0},{"$f":"(V42*D42)/RatedArea","v":{"$error":"#DIV/0!"}},{"$f":"V42/RatedArea","v":{"$error":"#DIV/0!"}},{"$f":"V42*I42","v":0},{"$f":"Z42/RatedArea","v":{"$error":"#DIV/0!"}}]
[null,"Other thermal","T",0.5,{"$f":"SUMIF('B- Landlord''s services '!$E$11:$I$11,'Energy calcs'!$B43,'B- Landlord''s services '!$E$19:$I$19)+SUMIF('C - Additional Energy Data'!$G$12:$K$12,'Energy calcs'!$B43,'C - Additional Energy Data'!$G$20:$K$20)","v":0},0,{"$error":"#DIV/0!"},{"$error":"#DIV/0!"},{"$f":"IF(ISERROR(VLOOKUP(B43,CarbFactInUse,5,FALSE)),VLOOKUP(B43,Lookups!$J$97:$L$117,3,FALSE),VLOOKUP(B43,CarbFactInUse,5,FALSE))","v":0.24249999999999999},0,{"$error":"#DIV/0!"},null,0,null,null,{"$f":"SUMIF('E - Additions and subtractions'!$D$13:$D$20,B43,'E - Additions and subtractions'!$L$13:$M$20)","v":0},0,null,0,0,null,0,0,{"$error":"#DIV/0!"},{"$error":"#DIV/0!"},0,{"$error":"#DIV/0!"}]
[null,"Fuel/thermal energy supplies",null,null,{"$f":"SUM(E30:E43)","v":0},{"$f":"SUM(F30:F43)","v":0},{"$f":"E44/NLA","v":{"$error":"#DIV/0!"}},{"$f":"F44/NLA","v":{"$error":"#DIV/0!"}},{"$f":"J44/E44","v":{"$error":"#DIV/0!"}},{"$f":"SUM(J30:J43)","v":0},{"$f":"J44/RatedArea","v":{"$error":"#DIV/0!"}},null,null,null,null,null,{"$f":"SUM(Q30:Q43)","v":0},{"$f":"SUM(R30:R43)","v":0},{"$f":"SUM(S30:S43)","v":0},{"$f":"SUM(T30:T43)","v":0},null,{"$f":"SUM(V30:V43)","v":0},{"$f":"SUM(W30:W43)","v":0},{"$f":"(W44)/RatedArea","v":{"$error":"#DIV/0!"}},{"$error":"#DIV/0!"},{"$f":"SUM(Z30:Z43)","v":0},{"$f":"Z44/RatedArea","v":{"$error":"#DIV/0!"}}]
[]
[null,"TOTALS",null,null,{"$f":"E44+E25","v":0},{"$f":"F44+F25","v":0},{"$error":"#DIV/0!"},{"$f":"H44+H25","v":{"$error":"#DIV/0!"}},{"$error":"#DIV/0!"},0,{"$error":"#DIV/0!"},null,{"$f":"M44+M25","v":0},0,0,null,0,0,{"$f":"S44+S25","v":0},0,0,0,0,{"$error":"#DIV/0!"},{"$error":"#DIV/0!"},0,{"$f":"AA44+AA25","v":{"$error":"#DIV/0!"}}]
[null,"Total Fuels","F",null,{"$f":"SUMIF($C$30:$C$43,$C$47,E$30:E$43)","v":0},{"$f":"SUMIF($C$30:$C$43,$C$47,F$30:F$43)","v":0},{"$f":"SUMIF($C$30:$C$43,$C$47,G$30:G$43)","v":{"$error":"#DIV/0!"}},{"$f":"SUMIF($C$30:$C$43,$C$47,H$30:H$43)","v":{"$error":"#DIV/0!"}},null,{"$f":"SUMIF($C$30:$C$43,$C$47,J$30:J$43)","v":0},{"$error":"#DIV/0!"},null,{"$f":"SUMIF($C$30:$C$43,$C$47,M$30:M$43)","v":0},{"$f":"SUMIF($C$30:$C$43,$C$47,N$30:N$43)","v":0},0,0,0,null,0,null,null,{"$f":"SUMIF($C$30:$C$43,$C$47,V$30:V$43)","v":0},{"$f":"SUMIF($C$30:$C$43,$C$47,W$30:W$43)","v":0},{"$f":"SUMIF($C$30:$C$43,$C$47,X$30:X$43)","v":{"$error":"#DIV/0!"}},null,{"$f":"SUMIF($C$30:$C$43,$C$47,Z$30:Z$43)","v":0},{"$error":"#DIV/0!"}]
[null,"Total heat","T",null,{"$f":"SUMIF($C$30:$C$43,$C$48,E$30:E$43)","v":0},{"$f":"SUMIF($C$30:$C$43,$C$48,F$30:F$43)","v":0},{"$f":"SUMIF($C$30:$C$43,$C$48,G$30:G$43)","v":{"$error":"#DIV/0!"}},{"$f":"SUMIF($C$30:$C$43,$C$48,H$30:H$43)","v":{"$error":"#DIV/0!"}},null,{"$f":"SUMIF($C$30:$C$43,$C$48,J$30:J$43)","v":0},{"$error":"#DIV/0!"},null,{"$f":"SUMIF($C$30:$C$43,$C$48,M$30:M$43)","v":0},{"$f":"SUMIF($C$30:$C$43,$C$48,N$30:N$43)","v":0},0,0,0,null,0,null,null,{"$f":"SUMIF($C$30:$C$43,$C$48,V$30:V$43)","v":0},{"$f":"SUMIF($C$30:$C$43,$C$48,W$30:W$43)","v":0},{"$f":"SUMIF($C$30:$C$43,$C$48,X$30:X$43)","v":{"$error":"#DIV/0!"}},null,{"$f":"SUMIF($C$30:$C$43,$C$48,Z$30:Z$43)","v":0},{"$error":"#DIV/0!"}]
[]
[]
[]
[null,null,"Supply","kWhe factor","Metered",null,null,null,"Carbon","Carbon dioxide emissions",null,null,1,2,3,"Tenant non HVAC","Separables &sub-metered deductions",null,null,null,null,"Delivered minus separables"]
[null,null,"reference",null,"Energy",null,null,null,"Factor",null,null,"Desc",{"$f":"'D - Separable Energy Uses'!G120","v":0},{"$f":"'D - Separable Energy Uses'!I120","v":0},{"$f":"'D - Separable Energy Uses'!K120","v":0},"Sub-meters","Total","Energy","Total kWhe","Carbon dioxide emissions",null,null,null,"Energy","Energy","Carbon dioxide emissions"]
[null,null,null,null,"kWh","kWhe","kWh/m2","kWhe/m2","kgCO2/kWh"," (kg CO2)"," (kg CO2/m2)",null,"kWh","kWh","kWh","kWh","kWh","kWh/m2\nrated area",null," (kg CO2)"," (kg CO2/m2)","kWh","kWhe","kWhe/m2\nrated area","kWh/m2\nrated area"," (kg CO2)"," (kg CO2/m2)"]
[null,{"$f":"Lookups!S112","v":"Photovoltaics"},"E",{"$f":"IF(ISNA(VLOOKUP(B55,RenTable,2,FALSE)),0,VLOOKUP(B55,RenTable,2,FALSE))","v":1},{"$f":"SUMIF('C - Additional Energy Data'!$G$35:$K$35,'Energy calcs'!$B55,'C - Additional Energy Data'!$G$41:$K$41)","v":0},{"$f":"E55*D55","v":0},{"$f":"E55/NLA","v":{"$error":"#DIV/0!"}},{"$f":"F55/NLA","v":{"$error":"#DIV/0!"}},{"$f":"IF(ISNUMBER(VLOOKUP(B55,Lookups!$Q$18:$AB$37,Lookups!#REF!,FALSE)),VLOOKUP(B55,Lookups!$Q$18:$AB$37,Lookups!#REF!,FALSE),VLOOKUP('Energy calcs'!B55,Lookups!$J$97:$L$118,3,FALSE))","v":{"$error":"#N/A"}},{"$f":"I55*E55","v":{"$error":"#N/A"}},{"$f":"J55/NLA","v":{"$error":"#N/A"}},null,{"$f":"SUMIF('D - Separable Energy Uses'!$G$92,'Energy calcs'!$B55,'D - Separable Energy Uses'!$G$93)+SUMIF('D - Separable Energy Uses'!$G$94,'Energy calcs'!$B55,'D - Separable Energy Uses'!$G$95)+SUMIF('D - Separable Energy Uses'!$G$96,'Energy calcs'!$B55,'D - Separable Energy Uses'!$G$97)","v":0},{"$f":"SUMIF('D - Separable Energy Uses'!$I$92,'Energy calcs'!$B55,'D - Separable Energy Uses'!$I$93)+SUMIF('D - Separable Energy Uses'!$I$94,'Energy calcs'!$B55,'D - Separable Energy Uses'!$I$95)+SUMIF('D - Separable Energy Uses'!$I$96,'Energy calcs'!$B55,'D - Separable Energy Uses'!$I$97)","v":0},{"$f":"SUMIF('D - Separable Energy Uses'!$K$92,'Energy calcs'!$B55,'D - Separable Energy Uses'!$K$93)+SUMIF('D - Separable Energy Uses'!$K$94,'Energy calcs'!$B55,'D - Separable Energy Uses'!$K$95)+SUMIF('D - Separable Energy Uses'!$K$96,'Energy calcs'!$B55,'D - Separable Energy Uses'!$K$97)","v":0},{"$f":"SUMIF('E - Additions and subtractions'!$AQ$124:$AQ$139,B55,'E - Additions and subtractions'!$AR$124:$AR$139)","v":0},{"$f":"SUM(M55:P55)","v":0},null,{"$f":"Q55*D55","v":0},{"$f":"I55*Q55","v":{"$error":"#N/A"}},null,{"$f":"IF(S55<E55,E55-Q55,0)","v":0},{"$f":"V55*D55","v":0},{"$f":"(V55*D55)/RatedArea","v":{"$error":"#DIV/0!"}},{"$f":"V55/RatedArea","v":{"$error":"#DIV/0!"}},{"$f":"V55*I55","v":{"$error":"#N/A"}},{"$f":"Z55/RatedArea","v":{"$error":"#N/A"}}]
[null,{"$f":"Lookups!S113","v":"Wind Turbine"},"E",1,{"$f":"SUMIF('C - Additional Energy Data'!$G$35:$K$35,'Energy calcs'!$B56,'C - Additional Energy Data'!$G$41:$K$41)","v":0},0,{"$f":"E56/NLA","v":{"$error":"#DIV/0!"}},{"$f":"F56/NLA","v":{"$error":"#DIV/0!"}},{"$f":"IF(ISNUMBER(VLOOKUP(B56,Lookups!$Q$18:$AB$37,Lookups!#REF!,FALSE)),VLOOKUP(B56,Lookups!$Q$18:$AB$37,Lookups!#REF!,FALSE),VLOOKUP('Energy calcs'!B56,Lookups!$J$97:$L$118,3,FALSE))","v":{"$error":"#N/A"}},{"$f":"I56*E56","v":{"$error":"#N/A"}},{"$f":"J56/NLA","v":{"$error":"#N/A"}},null,{"$f":"SUMIF('D - Separable Energy Uses'!$G$92,'Energy calcs'!$B56,'D - Separable Energy Uses'!$G$93)+SUMIF('D - Separable Energy Uses'!$G$94,'Energy calcs'!$B56,'D - Separable Energy Uses'!$G$95)+SUMIF('D - Separable Energy Uses'!$G$96,'Energy calcs'!$B56,'D - Separable Energy Uses'!$G$97)","v":0},{"$f":"SUMIF('D - Separable Energy Uses'!$I$92,'Energy calcs'!$B56,'D - Separable Energy Uses'!$I$93)+SUMIF('D - Separable Energy Uses'!$I$94,'Energy calcs'!$B56,'D - Separable Energy Uses'!$I$95)+SUMIF('D - Separable Energy Uses'!$I$96,'Energy calcs'!$B56,'D - Separable Energy Uses'!$I$97)","v":0},{"$f":"SUMIF('D - Separable Energy Uses'!$K$92,'Energy calcs'!$B56,'D - Separable Energy Uses'!$K$93)+SUMIF('D - Separable Energy Uses'!$K$94,'Energy calcs'!$B56,'D - Separable Energy Uses'!$K$95)+SUMIF('D - Separable Energy Uses'!$K$96,'Energy calcs'!$B56,'D - Separable Energy Uses'!$K$97)","v":0},{"$f":"SUMIF('E - Additions and subtractions'!$AQ$124:$AQ$139,B56,'E - Additions and subtractions'!$AR$124:$AR$139)","v":0},{"$f":"SUM(M56:P56)","v":0},null,{"$f":"Q56*D56","v":0},{"$f":"I56*Q56","v":{"$error":"#N/A"}},null,{"$f":"IF(S56<E56,E56-Q56,0)","v":0},{"$f":"V56*D56","v":0},{"$f":"(V56*D56)/RatedArea","v":{"$error":"#DIV/0!"}},{"$f":"V56/RatedArea","v":{"$error":"#DIV/0!"}},{"$f":"V56*I56","v":{"$error":"#N/A"}},{"$f":"Z56/RatedArea","v":{"$error":"#N/A"}}]
[null,{"$f":"Lookups!S114","v":"Hydroelectric"},"E",1,{"$f":"SUMIF('C - Additional Energy Data'!$G$35:$K$35,'Energy calcs'!$B57,'C - Additional Energy Data'!$G$41:$K$41)","v":0},0,{"$error":"#DIV/0!"},{"$error":"#DIV/0!"},{"$f":"IF(ISNUMBER(VLOOKUP(B57,Lookups!$Q$18:$AB$37,Lookups!#REF!,FALSE)),VLOOKUP(B57,Lookups!$Q$18:$AB$37,Lookups!#REF!,FALSE),VLOOKUP('Energy calcs'!B57,Lookups!$J$97:$L$118,3,FALSE))","v":{"$error":"#N/A"}},{"$error":"#N/A"},{"$error":"#N/A"},null,{"$f":"SUMIF('D - Separable Energy Uses'!$G$92,'Energy calcs'!$B57,'D - Separable Energy Uses'!$G$93)+SUMIF('D - Separable Energy Uses'!$G$94,'Energy calcs'!$B57,'D - Separable Energy Uses'!$G$95)+SUMIF('D - Separable Energy Uses'!$G$96,'Energy calcs'!$B57,'D - Separable Energy Uses'!$G$97)","v":0},{"$f":"SUMIF('D - Separable Energy Uses'!$I$92,'Energy calcs'!$B57,'D - Separable Energy Uses'!$I$93)+SUMIF('D - Separable Energy Uses'!$I$94,'Energy calcs'!$B57,'D - Separable Energy Uses'!$I$95)+SUMIF('D - Separable Energy Uses'!$I$96,'Energy calcs'!$B57,'D - Separable Energy Uses'!$I$97)","v":0},{"$f":"SUMIF('D - Separable Energy Uses'!$K$92,'Energy calcs'!$B57,'D - Separable Energy Uses'!$K$93)+SUMIF('D - Separable Energy Uses'!$K$94,'Energy calcs'!$B57,'D - Separable Energy Uses'!$K$95)+SUMIF('D - Separable Energy Uses'!$K$96,'Energy calcs'!$B57,'D - Separable Energy Uses'!$K$97)","v":0},{"$f":"SUMIF('E - Additions and subtractions'!$AQ$124:$AQ$139,B57,'E - Additions and subtractions'!$AR$124:$AR$139)","v":0},0,null,0,{"$error":"#N/A"},null,0,0,{"$error":"#DIV/0!"},{"$error":"#DIV/0!"},{"$error":"#N/A"},{"$error":"#N/A"}]
[null,{"$f":"Lookups!S115","v":"Solar Thermal"},"H",0.5,{"$f":"SUMIF('C - Additional Energy Data'!$G$35:$K$35,'Energy calcs'!$B58,'C - Additional Energy Data'!$G$41:$K$41)","v":0},0,{"$error":"#DIV/0!"},{"$error":"#DIV/0!"},{"$f":"IF(ISNUMBER(VLOOKUP(B58,Lookups!$Q$18:$AB$37,Lookups!#REF!,FALSE)),VLOOKUP(B58,Lookups!$Q$18:$AB$37,Lookups!#REF!,FALSE),VLOOKUP('Energy calcs'!B58,Lookups!$J$97:$L$118,3,FALSE))","v":{"$error":"#N/A"}},{"$error":"#N/A"},{"$error":"#N/A"},null,{"$f":"SUMIF('D - Separable Energy Uses'!$G$92,'Energy calcs'!$B58,'D - Separable Energy Uses'!$G$93)+SUMIF('D - Separable Energy Uses'!$G$94,'Energy calcs'!$B58,'D - Separable Energy Uses'!$G$95)+SUMIF('D - Separable Energy Uses'!$G$96,'Energy calcs'!$B58,'D - Separable Energy Uses'!$G$97)","v":0},{"$f":"SUMIF('D - Separable Energy Uses'!$I$92,'Energy calcs'!$B58,'D - Separable Energy Uses'!$I$93)+SUMIF('D - Separable Energy Uses'!$I$94,'Energy calcs'!$B58,'D - Separable Energy Uses'!$I$95)+SUMIF('D - Separable Energy Uses'!$I$96,'Energy calcs'!$B58,'D - Separable Energy Uses'!$I$97)","v":0},{"$f":"SUMIF('D - Separable Energy Uses'!$K$92,'Energy calcs'!$B58,'D - Separable Energy Uses'!$K$93)+SUMIF('D - Separable Energy Uses'!$K$94,'Energy calcs'!$B58,'D - Separable Energy Uses'!$K$95)+SUMIF('D - Separable Energy Uses'!$K$96,'Energy calcs'!$B58,'D - Separable Energy Uses'!$K$97)","v":0},{"$f":"SUMIF('E - Additions and subtractions'!$AQ$124:$AQ$139,B58,'E - Additions and subtractions'!$AR$124:$AR$139)","v":0},0,null,0,{"$error":"#N/A"},null,0,0,{"$error":"#DIV/0!"},{"$error":"#DIV/0!"},{"$error":"#N/A"},{"$error":"#N/A"}]
[null,{"$f":"Lookups!S116","v":"Site-produced Biofuels"},"F",0.4,{"$f":"SUMIF('C - Additional Energy Data'!$G$35:$K$35,'Energy calcs'!$B59,'C - Additional Energy Data'!$G$41:$K$41)","v":0},0,{"$error":"#DIV/0!"},{"$error":"#DIV/0!"},{"$f":"IF(ISNUMBER(VLOOKUP(B59,Lookups!$Q$18:$AB$37,Lookups!#REF!,FALSE)),VLOOKUP(B59,Lookups!$Q$18:$AB$37,Lookups!#REF!,FALSE),VLOOKUP('Energy calcs'!B59,Lookups!$J$97:$L$118,3,FALSE))","v":{"$error":"#N/A"}},{"$error":"#N/A"},{"$error":"#N/A"},null,{"$f":"SUMIF('D - Separable Energy Uses'!$G$92,'Energy calcs'!$B59,'D - Separable Energy Uses'!$G$93)+SUMIF('D - Separable Energy Uses'!$G$94,'Energy calcs'!$B59,'D - Separable Energy Uses'!$G$95)+SUMIF('D - Separable Energy Uses'!$G$96,'Energy calcs'!$B59,'D - Separable Energy Uses'!$G$97)","v":0},{"$f":"SUMIF('D - Separable Energy Uses'!$I$92,'Energy calcs'!$B59,'D - Separable Energy Uses'!$I$93)+SUMIF('D - Separable Energy Uses'!$I$94,'Energy calcs'!$B59,'D - Separable Energy Uses'!$I$95)+SUMIF('D - Separable Energy Uses'!$I$96,'Energy calcs'!$B59,'D - Separable Energy Uses'!$I$97)","v":0},{"$f":"SUMIF('D - Separable Energy Uses'!$K$92,'Energy calcs'!$B59,'D - Separable Energy Uses'!$K$93)+SUMIF('D - Separable Energy Uses'!$K$94,'Energy calcs'!$B59,'D - Separable Energy Uses'!$K$95)+SUMIF('D - Separable Energy Uses'!$K$96,'Energy calcs'!$B59,'D - Separable Energy Uses'!$K$97)","v":0},{"$f":"SUMIF('E - Additions and subtractions'!$AQ$124:$AQ$139,B59,'E - Additions and subtractions'!$AR$124:$AR$139)","v":0},0,null,0,{"$error":"#N/A"},null,0,0,{"$error":"#DIV/0!"},{"$error":"#DIV/0!"},{"$error":"#N/A"},{"$error":"#N/A"}]
[null,{"$f":"Lookups!S117","v":"Other"},null,0,{"$f":"SUMIF('C - Additional Energy Data'!$G$35:$K$35,'Energy calcs'!$B60,'C - Additional Energy Data'!$G$41:$K$41)","v":0},0,{"$error":"#DIV/0!"},{"$error":"#DIV/0!"},{"$f":"IF(ISNUMBER(VLOOKUP(B60,Lookups!$Q$18:$AB$37,Lookups!#REF!,FALSE)),VLOOKUP(B60,Lookups!$Q$18:$AB$37,Lookups!#REF!,FALSE),VLOOKUP('Energy calcs'!B60,Lookups!$J$97:$L$118,3,FALSE))","v":{"$error":"#N/A"}},{"$error":"#N/A"},{"$error":"#N/A"},null,{"$f":"SUMIF('D - Separable Energy Uses'!$G$92,'Energy calcs'!$B60,'D - Separable Energy Uses'!$G$93)+SUMIF('D - Separable Energy Uses'!$G$94,'Energy calcs'!$B60,'D - Separable Energy Uses'!$G$95)+SUMIF('D - Separable Energy Uses'!$G$96,'Energy calcs'!$B60,'D - Separable Energy Uses'!$G$97)","v":0},{"$f":"SUMIF('D - Separable Energy Uses'!$I$92,'Energy calcs'!$B60,'D - Separable Energy Uses'!$I$93)+SUMIF('D - Separable Energy Uses'!$I$94,'Energy calcs'!$B60,'D - Separable Energy Uses'!$I$95)+SUMIF('D - Separable Energy Uses'!$I$96,'Energy calcs'!$B60,'D - Separable Energy Uses'!$I$97)","v":0},{"$f":"SUMIF('D - Separable Energy Uses'!$K$92,'Energy calcs'!$B60,'D - Separable Energy Uses'!$K$93)+SUMIF('D - Separable Energy Uses'!$K$94,'Energy calcs'!$B60,'D - Separable Energy Uses'!$K$95)+SUMIF('D - Separable Energy Uses'!$K$96,'Energy calcs'!$B60,'D - Separable Energy Uses'!$K$97)","v":0},{"$f":"SUMIF('E - Additions and subtractions'!$AQ$124:$AQ$139,B60,'E - Additions and subtractions'!$AR$124:$AR$139)","v":0},0,null,0,{"$error":"#N/A"},null,0,0,{"$error":"#DIV/0!"},{"$error":"#DIV/0!"},{"$error":"#N/A"},{"$error":"#N/A"}]
[null,{"$f":"Lookups!S118","v":0},null,0,{"$f":"SUMIF('C - Additional Energy Data'!$G$35:$K$35,'Energy calcs'!$B61,'C - Additional Energy Data'!$G$41:$K$41)","v":0},0,{"$error":"#DIV/0!"},{"$error":"#DIV/0!"},{"$f":"IF(ISNUMBER(VLOOKUP(B61,Lookups!$Q$18:$AB$37,Lookups!#REF!,FALSE)),VLOOKUP(B61,Lookups!$Q$18:$AB$37,Lookups!#REF!,FALSE),VLOOKUP('Energy calcs'!B61,Lookups!$J$97:$L$118,3,FALSE))","v":{"$error":"#N/A"}},{"$error":"#N/A"},{"$error":"#N/A"},null,{"$f":"SUMIF('D - Separable Energy Uses'!$G$92,'Energy calcs'!$B61,'D - Separable Energy Uses'!$G$93)+SUMIF('D - Separable Energy Uses'!$G$94,'Energy calcs'!$B61,'D - Separable Energy Uses'!$G$95)+SUMIF('D - Separable Energy Uses'!$G$96,'Energy calcs'!$B61,'D - Separable Energy Uses'!$G$97)","v":0},{"$f":"SUMIF('D - Separable Energy Uses'!$I$92,'Energy calcs'!$B61,'D - Separable Energy Uses'!$I$93)+SUMIF('D - Separable Energy Uses'!$I$94,'Energy calcs'!$B61,'D - Separable Energy Uses'!$I$95)+SUMIF('D - Separable Energy Uses'!$I$96,'Energy calcs'!$B61,'D - Separable Energy Uses'!$I$97)","v":0},{"$f":"SUMIF('D - Separable Energy Uses'!$K$92,'Energy calcs'!$B61,'D - Separable Energy Uses'!$K$93)+SUMIF('D - Separable Energy Uses'!$K$94,'Energy calcs'!$B61,'D - Separable Energy Uses'!$K$95)+SUMIF('D - Separable Energy Uses'!$K$96,'Energy calcs'!$B61,'D - Separable Energy Uses'!$K$97)","v":0},{"$f":"SUMIF('E - Additions and subtractions'!$AQ$124:$AQ$139,B61,'E - Additions and subtractions'!$AR$124:$AR$139)","v":0},0,null,0,{"$error":"#N/A"},null,0,0,{"$error":"#DIV/0!"},{"$error":"#DIV/0!"},{"$error":"#N/A"},{"$error":"#N/A"}]
[null,"TOTALS",null,0,{"$f":"SUM(E55:E61)","v":0},{"$f":"SUM(F55:F61)","v":0},{"$error":"#DIV/0!"},{"$error":"#DIV/0!"},null,null,null,null,null,null,null,null,null,null,null,null,null,{"$f":"SUM(V55:V61)","v":0},{"$f":"SUM(W55:W61)","v":0},{"$f":"W62/RatedArea","v":{"$error":"#DIV/0!"}},{"$f":"V62/RatedArea","v":{"$error":"#DIV/0!"}}]
[null,"Total Elec","E",null,{"$f":"SUMIF($C$55:$C$61,$C63,E$55:E$61)","v":0},{"$f":"SUMIF($C$55:$C$61,$C63,F$55:F$61)","v":0},{"$f":"SUMIF($C$55:$C$61,$C63,G$55:G$61)","v":{"$error":"#DIV/0!"}},{"$f":"SUMIF($C$55:$C$61,$C63,H$55:H$61)","v":{"$error":"#DIV/0!"}},null,null,null,null,null,null,null,null,null,null,null,null,null,{"$f":"SUMIF($C$55:$C$61,$C63,V$55:V$61)","v":0},0,{"$f":"W63/RatedArea","v":{"$error":"#DIV/0!"}},{"$f":"V63/RatedArea","v":{"$error":"#DIV/0!"}}]
[null,"Total Fuels","F",null,{"$f":"SUMIF($C$55:$C$61,$C64,E$55:E$61)","v":0},0,{"$error":"#DIV/0!"},{"$error":"#DIV/0!"},null,null,null,null,null,null,null,null,null,null,null,null,null,0,0,{"$f":"W64/RatedArea","v":{"$error":"#DIV/0!"}},{"$f":"V64/RatedArea","v":{"$error":"#DIV/0!"}}]
[null,"Total heat","H",null,0,0,{"$error":"#DIV/0!"},{"$error":"#DIV/0!"},null,null,null,null,null,null,null,null,null,null,null,null,null,0,0]
[]
[]
[]
[null,{"$f":"COLUMN(B69)-1","v":1},{"$f":"COLUMN(C69)-1","v":2},3,4,5,6,7,8,9,10]
[]
[null,null,"STAGE 1"]
[]
[null,null,"Supply","kWhe factor","Metered",null,null,null,"Carbon","Carbon dioxide emissions"]
[null,null,"reference",null,"Energy",null,null,null,"Factor"]
[null,null,null,null,"kWh","kWhe","kWh/m2","kWhe/m2","kgCO2/kWh"," (kg CO2)"," (kg CO2/m2)"]
[null,{"$f":"B21","v":"Mains Electricity"},null,{"$f":"VLOOKUP(B76,FuelsTable,2,FALSE)","v":1},{"$f":"SUMIF('B1- Tenant energy supplies'!$E$11:$I$11,'Energy calcs'!$B76,'B1- Tenant energy supplies'!$E$19:$I$19)","v":0},{"$f":"E76*D76","v":0},{"$f":"E76/NLA","v":{"$error":"#DIV/0!"}},{"$f":"F76/NLA","v":{"$error":"#DIV/0!"}},{"$f":"IF(ISERROR(VLOOKUP(B76,CarbFactInUse,5,FALSE)),VLOOKUP(B76,Lookups!$J$97:$L$110,3,FALSE),VLOOKUP(B76,CarbFactInUse,5,FALSE))","v":0.55000000000000004},{"$f":"I76*E76","v":0},{"$f":"J76/NLA","v":{"$error":"#DIV/0!"}}]
[null,{"$f":"B22","v":"District Electricity"},null,{"$f":"VLOOKUP(B77,FuelsTable,2,FALSE)","v":1},{"$f":"SUMIF('B1- Tenant energy supplies'!$E$11:$I$11,'Energy calcs'!$B77,'B1- Tenant energy supplies'!$E$19:$I$19)","v":0},{"$f":"E77*D77","v":0},{"$f":"E77/NLA","v":{"$error":"#DIV/0!"}},{"$f":"F77/NLA","v":{"$error":"#DIV/0!"}},{"$f":"IF(ISERROR(VLOOKUP(B77,CarbFactInUse,5,FALSE)),VLOOKUP(B77,Lookups!$J$97:$L$110,3,FALSE),VLOOKUP(B77,CarbFactInUse,5,FALSE))","v":0.55000000000000004},{"$f":"I77*E77","v":0},{"$f":"J77/NLA","v":{"$error":"#DIV/0!"}}]
[null,{"$f":"B23","v":"Exported Electricity"}]
[null,"Electricity from off site (exc renewables and CHP)",null,null,{"$f":"SUM(E76:E77)","v":0},{"$f":"SUM(F76:F77)","v":0},{"$f":"E79/NLA","v":{"$error":"#DIV/0!"}},{"$f":"F79/NLA","v":{"$error":"#DIV/0!"}},{"$f":"J79/E79","v":{"$error":"#DIV/0!"}},{"$f":"SUM(J76:J77)","v":0},{"$f":"J79/NLA","v":{"$error":"#DIV/0!"}}]
[]
[]
[null,null,null,null,null,null,null,null,13]
[null,null,null,null,null,null,null,null,7]
[null,"Natural Gas","F",{"$f":"VLOOKUP(B84,FuelsTable,2,FALSE)","v":0.4},{"$f":"SUMIF('B1- Tenant energy supplies'!$E$11:$I$11,'Energy calcs'!$B84,'B1- Tenant energy supplies'!$E$19:$I$19)","v":0},{"$f":"E84*D84","v":0},{"$f":"E84/NLA","v":{"$error":"#DIV/0!"}},{"$f":"F84/NLA","v":{"$error":"#DIV/0!"}},{"$f":"IF(ISERROR(VLOOKUP(B84,CarbFactInUse,5,FALSE)),VLOOKUP(B84,Lookups!$J$97:$L$110,3,FALSE),VLOOKUP(B84,CarbFactInUse,5,FALSE))","v":0.19400000000000001},{"$f":"I84*E84","v":0},{"$f":"J84/NLA","v":{"$error":"#DIV/0!"}}]
[null,"Oil","F",0.4,{"$f":"SUMIF('B1- Tenant energy supplies'!$E$11:$I$11,'Energy calcs'!$B85,'B1- Tenant energy supplies'!$E$19:$I$19)","v":0},0,{"$error":"#DIV/0!"},{"$error":"#DIV/0!"},{"$f":"IF(ISERROR(VLOOKUP(B85,CarbFactInUse,5,FALSE)),VLOOKUP(B85,Lookups!$J$97:$L$110,3,FALSE),VLOOKUP(B85,CarbFactInUse,5,FALSE))","v":0.26500000000000001},0,{"$error":"#DIV/0!"}]
[null,"LPG","F",0.4,{"$f":"SUMIF('B1- Tenant energy supplies'!$E$11:$I$11,'Energy calcs'!$B86,'B1- Tenant energy supplies'!$E$19:$I$19)","v":0},0,{"$error":"#DIV/0!"},{"$error":"#DIV/0!"},{"$f":"IF(ISERROR(VLOOKUP(B86,CarbFactInUse,5,FALSE)),VLOOKUP(B86,Lookups!$J$97:$L$110,3,FALSE),VLOOKUP(B86,CarbFactInUse,5,FALSE))","v":0.23400000000000001},0,{"$error":"#DIV/0!"}]
[null,"Coal","F",0.4,{"$f":"SUMIF('B1- Tenant energy supplies'!$E$11:$I$11,'Energy calcs'!$B87,'B1- Tenant energy supplies'!$E$19:$I$19)","v":0},0,{"$error":"#DIV/0!"},{"$error":"#DIV/0!"},{"$f":"IF(ISERROR(VLOOKUP(B87,CarbFactInUse,5,FALSE)),VLOOKUP(B87,Lookups!$J$97:$L$110,3,FALSE),VLOOKUP(B87,CarbFactInUse,5,FALSE))","v":0.29099999999999998},0,{"$error":"#DIV/0!"}]
[null,"Biomass","F",0.4,{"$f":"SUMIF('B1- Tenant energy supplies'!$E$11:$I$11,'Energy calcs'!$B88,'B1- Tenant energy supplies'!$E$19:$I$19)","v":0},0,{"$error":"#DIV/0!"},{"$error":"#DIV/0!"},{"$f":"IF(ISERROR(VLOOKUP(B88,CarbFactInUse,5,FALSE)),VLOOKUP(B88,Lookups!$J$97:$L$110,3,FALSE),VLOOKUP(B88,CarbFactInUse,5,FALSE))","v":2.5000000000000001E-2},0,{"$error":"#DIV/0!"}]
[null,"Biogas","F",0.4,{"$f":"SUMIF('B1- Tenant energy supplies'!$E$11:$I$11,'Energy calcs'!$B89,'B1- Tenant energy supplies'!$E$19:$I$19)","v":0},0,{"$error":"#DIV/0!"},{"$error":"#DIV/0!"},{"$f":"IF(ISERROR(VLOOKUP(B89,CarbFactInUse,5,FALSE)),VLOOKUP(B89,Lookups!$J$97:$L$110,3,FALSE),VLOOKUP(B89,CarbFactInUse,5,FALSE))","v":2.5000000000000001E-2},0,{"$error":"#DIV/0!"}]
[null,"Anthracite","F",0.4,{"$f":"SUMIF('B1- Tenant energy supplies'!$E$11:$I$11,'Energy calcs'!$B90,'B1- Tenant energy supplies'!$E$19:$I$19)","v":0},0,{"$error":"#DIV/0!"},{"$error":"#DIV/0!"},{"$f":"IF(ISERROR(VLOOKUP(B90,CarbFactInUse,5,FALSE)),VLOOKUP(B90,Lookups!$J$97:$L$110,3,FALSE),VLOOKUP(B90,CarbFactInUse,5,FALSE))","v":0.317},0,{"$error":"#DIV/0!"}]
[null,"Smokeless Fuel","F",0.4,{"$f":"SUMIF('B1- Tenant energy supplies'!$E$11:$I$11,'Energy calcs'!$B91,'B1- Tenant energy supplies'!$E$19:$I$19)","v":0},0,{"$error":"#DIV/0!"},{"$error":"#DIV/0!"},{"$f":"IF(ISERROR(VLOOKUP(B91,CarbFactInUse,5,FALSE)),VLOOKUP(B91,Lookups!$J$97:$L$110,3,FALSE),VLOOKUP(B91,CarbFactInUse,5,FALSE))","v":0.39200000000000002},0,{"$error":"#DIV/0!"}]
[null,"District Heating","T",0.5,{"$f":"SUMIF('B1- Tenant energy supplies'!$E$11:$I$11,'Energy calcs'!$B92,'B1- Tenant energy supplies'!$E$19:$I$19)","v":0},0,{"$error":"#DIV/0!"},{"$error":"#DIV/0!"},{"$f":"IF(ISERROR(VLOOKUP(B92,CarbFactInUse,5,FALSE)),VLOOKUP(B92,Lookups!$J$97:$L$110,3,FALSE),VLOOKUP(B92,CarbFactInUse,5,FALSE))","v":0.24249999999999999},0,{"$error":"#DIV/0!"}]
[null,"District Cooling","T",0.5,{"$f":"SUMIF('B1- Tenant energy supplies'!$E$11:$I$11,'Energy calcs'!$B93,'B1- Tenant energy supplies'!$E$19:$I$19)","v":0},0,{"$error":"#DIV/0!"},{"$error":"#DIV/0!"},{"$f":"IF(ISERROR(VLOOKUP(B93,CarbFactInUse,5,FALSE)),VLOOKUP(B93,Lookups!$J$97:$L$110,3,FALSE),VLOOKUP(B93,CarbFactInUse,5,FALSE))","v":0.24249999999999999},0,{"$error":"#DIV/0!"}]
[null,"Waste Heat","T",0.5,{"$f":"SUMIF('B1- Tenant energy supplies'!$E$11:$I$11,'Energy calcs'!$B94,'B1- Tenant energy supplies'!$E$19:$I$19)","v":0},0,{"$error":"#DIV/0!"},{"$error":"#DIV/0!"},{"$f":"IF(ISERROR(VLOOKUP(B94,CarbFactInUse,5,FALSE)),VLOOKUP(B94,Lookups!$J$97:$L$110,3,FALSE),VLOOKUP(B94,CarbFactInUse,5,FALSE))","v":0.24249999999999999},0,{"$error":"#DIV/0!"}]
[null,"Other fuel","T",0.4,{"$f":"SUMIF('B1- Tenant energy supplies'!$E$11:$I$11,'Energy calcs'!$B95,'B1- Tenant energy supplies'!$E$19:$I$19)","v":0},0,{"$error":"#DIV/0!"},{"$error":"#DIV/0!"},{"$f":"IF(ISERROR(VLOOKUP(B95,CarbFactInUse,5,FALSE)),VLOOKUP(B95,Lookups!$J$97:$L$117,3,FALSE),VLOOKUP(B95,CarbFactInUse,5,FALSE))","v":0.19400000000000001},0,{"$error":"#DIV/0!"}]
[null,"Other thermal","T",{"$f":"VLOOKUP(B96,FuelsTable,2,FALSE)","v":0.5},{"$f":"SUMIF('B1- Tenant energy supplies'!$E$11:$I$11,'Energy calcs'!$B96,'B1- Tenant energy supplies'!$E$19:$I$19)","v":0},{"$f":"E96*D96","v":0},{"$f":"E96/NLA","v":{"$error":"#DIV/0!"}},{"$f":"F96/NLA","v":{"$error":"#DIV/0!"}},{"$f":"IF(ISERROR(VLOOKUP(B96,CarbFactInUse,5,FALSE)),VLOOKUP(B96,Lookups!$J$97:$L$117,3,FALSE),VLOOKUP(B96,CarbFactInUse,5,FALSE))","v":0.24249999999999999},{"$f":"I96*E96","v":0},{"$f":"J96/NLA","v":{"$error":"#DIV/0!"}}]
[null,"Fuel/thermal energy supplies",null,null,{"$f":"SUM(E84:E96)","v":0},{"$f":"SUM(F84:F96)","v":0},{"$f":"E97/NLA","v":{"$error":"#DIV/0!"}},{"$f":"F97/NLA","v":{"$error":"#DIV/0!"}},{"$f":"J97/E97","v":{"$error":"#DIV/0!"}},{"$f":"SUM(J84:J96)","v":0},{"$f":"J97/NLA","v":{"$error":"#DIV/0!"}}]
[]
[null,"TOTALS",null,null,{"$f":"E97+E79","v":0},0,{"$error":"#DIV/0!"},{"$error":"#DIV/0!"},{"$error":"#DIV/0!"},0,{"$error":"#DIV/0!"}]
[null,"Total Fuels","F",null,{"$f":"SUMIF($C$30:$C$43,$C$47,E$30:E$43)","v":0},{"$f":"SUMIF($C$30:$C$43,$C$47,F$30:F$43)","v":0},{"$f":"SUMIF($C$30:$C$43,$C$47,G$30:G$43)","v":{"$error":"#DIV/0!"}},{"$f":"SUMIF($C$30:$C$43,$C$47,H$30:H$43)","v":{"$error":"#DIV/0!"}}]
[null,"Total heat","T",null,{"$f":"SUMIF($C$30:$C$43,$C$48,E$30:E$43)","v":0},{"$f":"SUMIF($C$30:$C$43,$C$48,F$30:F$43)","v":0},{"$f":"SUMIF($C$30:$C$43,$C$48,G$30:G$43)","v":{"$error":"#DIV/0!"}},{"$f":"SUMIF($C$30:$C$43,$C$48,H$30:H$43)","v":{"$error":"#DIV/0!"}}]

{"sheet":"Benchmarks","index":13,"n_rows":4503,"n_cols":102,"rows_kept":1125,"cut":true,"hidden":true,"merged":[[28,71,28,73],[91,98,91,101]],"bounds":{"rows_first":500,"rows_last":125,"rows_between":500,"halvings":2}}
[]
[]
[null,null,null,"Summary of benchmark adjustment process"]
[]
[null,null,null,"Standard benchmark ",105]
[null,null,null,"Hours of use / void area adjustment ",{"$f":"W51","v":{"$error":"#DIV/0!"}}]
[null,null,null,"Heating DD adjustment",{"$f":"F104","v":{"$error":"#DIV/0!"}}]
[null,null,null,"Cooling DD adjustment",{"$f":"BB99","v":{"$error":"#VALUE!"}}]
[null,null,null,"Adjusted benchmark",{"$f":"SUM(E5:E8)","v":{"$error":"#DIV/0!"}}]
[]
[]
[]
[]
[]
[null,null,null,null,null,null,null,null,null,null,null,null,null,null,null,null,null,null,null,null,null,null,null,null,null,"Separables"]
[null,null,null,null,null,null,null,null,null,null,null,null,null,null,null,null,null,null,null,null,null,null,null,null,null,"No.","Area","Name"]
[null,null,null,"BMh adj(gas) constant 1",51.75,null,null,"GIA",{"$f":"GIA","v":0},null,null,null,null,null,null,null,null,null,null,null,null,null,null,null,null,1,{"$f":"IF(ISERROR(SUMIF('D - Separable Energy Uses'!$E$33:$E$42,Benchmarks!Z17,'D - Separable Energy Uses'!$G$33:$G$42)/COUNTIF('D - Separable Energy Uses'!$E$33:$E$42,Benchmarks!Z17)),\"\",SUMIF('D - Separable Energy Uses'!$E$33:$E$42,Benchmarks!Z17,'D - Separable Energy Uses'!$G$33:$G$42)/COUNTIF('D - Separable Energy Uses'!$E$33:$E$42,Benchmarks!Z17))","v":""},{"$f":"IF(ISERROR(VLOOKUP(Z17,SepTable,2,FALSE)),\"\",VLOOKUP(Z17,SepTable,2,FALSE))","v":""}]
[null,null,null,"BMh adj(gas) constant 2",0.20630000000000001,null,null,"NLA (Tot)",{"$f":"NLA","v":0},null,null,null,null,null,null,null,null,null,null,null,null,null,null,null,null,2,{"$f":"IF(ISERROR(SUMIF('D - Separable Energy Uses'!$E$33:$E$42,Benchmarks!Z18,'D - Separable Energy Uses'!$G$33:$G$42)/COUNTIF('D - Separable Energy Uses'!$E$33:$E$42,Benchmarks!Z18)),\"\",SUMIF('D - Separable Energy Uses'!$E$33:$E$42,Benchmarks!Z18,'D - Separable Energy Uses'!$G$33:$G$42)/COUNTIF('D - Separable Energy Uses'!$E$33:$E$42,Benchmarks!Z18))","v":""},""]
[null,null,null,"BMh adj(elec) constant 1",29.952999999999999,null,null,"Separable 1",{"$f":"AA27","v":0},null,null,null,null,null,null,null,null,null,null,null,null,null,null,null,null,3,{"$f":"IF(ISERROR(SUMIF('D - Separable Energy Uses'!$E$33:$E$42,Benchmarks!Z19,'D - Separable Energy Uses'!$G$33:$G$42)/COUNTIF('D - Separable Energy Uses'!$E$33:$E$42,Benchmarks!Z19)),\"\",SUMIF('D - Separable Energy Uses'!$E$33:$E$42,Benchmarks!Z19,'D - Separable Energy Uses'!$G$33:$G$42)/COUNTIF('D - Separable Energy Uses'!$E$33:$E$42,Benchmarks!Z19))","v":""},""]
[null,null,null,"BMh adj(elec) constant 2",0.37619999999999998,null,null,null,null,null,null,null,null,null,null,null,null,null,null,null,null,null,null,null,null,4,{"$f":"IF(ISERROR(SUMIF('D - Separable Energy Uses'!$E$33:$E$42,Benchmarks!Z20,'D - Separable Energy Uses'!$G$33:$G$42)/COUNTIF('D - Separable Energy Uses'!$E$33:$E$42,Benchmarks!Z20)),\"\",SUMIF('D - Separable Energy Uses'!$E$33:$E$42,Benchmarks!Z20,'D - Separable Energy Uses'!$G$33:$G$42)/COUNTIF('D - Separable Energy Uses'!$E$33:$E$42,Benchmarks!Z20))","v":""},""]
[null,null,null,"Fuels kWhe",0.4,null,null,null,null,null,null,null,null,null,null,null,null,null,null,null,null,null,null,null,null,5,{"$f":"IF(ISERROR(SUMIF('D - Separable Energy Uses'!$E$33:$E$42,Benchmarks!Z21,'D - Separable Energy Uses'!$G$33:$G$42)/COUNTIF('D - Separable Energy Uses'!$E$33:$E$42,Benchmarks!Z21)),\"\",SUMIF('D - Separable Energy Uses'!$E$33:$E$42,Benchmarks!Z21,'D - Separable Energy Uses'!$G$33:$G$42)/COUNTIF('D - Separable Energy Uses'!$E$33:$E$42,Benchmarks!Z21))","v":""},""]
[null,null,null,null,null,null,null,"Net NLA post separables",{"$f":"I18-SUM(I19:I21)","v":0},null,null,null,null,null,null,null,null,null,null,null,null,null,null,null,null,6,{"$f":"IF(ISERROR(SUMIF('D - Separable Energy Uses'!$E$33:$E$42,Benchmarks!Z22,'D - Separable Energy Uses'!$G$33:$G$42)/COUNTIF('D - Separable Energy Uses'!$E$33:$E$42,Benchmarks!Z22)),\"\",SUMIF('D - Separable Energy Uses'!$E$33:$E$42,Benchmarks!Z22,'D - Separable Energy Uses'!$G$33:$G$42)/COUNTIF('D - Separable Energy Uses'!$E$33:$E$42,Benchmarks!Z22))","v":""},""]
[null,null,null,"Benchmark allowance",105,null,null,"Rated area NLA (o)",{"$f":"(I18-SUM(I19:I21))*(1-L51)","v":{"$error":"#DIV/0!"}},null,null,null,null,null,null,null,null,null,null,null,null,null,null,null,null,7,{"$f":"IF(ISERROR(SUMIF('D - Separable Energy Uses'!$E$33:$E$42,Benchmarks!Z23,'D - Separable Energy Uses'!$G$33:$G$42)/COUNTIF('D - Separable Energy Uses'!$E$33:$E$42,Benchmarks!Z23)),\"\",SUMIF('D - Separable Energy Uses'!$E$33:$E$42,Benchmarks!Z23,'D - Separable Energy Uses'!$G$33:$G$42)/COUNTIF('D - Separable Energy Uses'!$E$33:$E$42,Benchmarks!Z23))","v":""},""]
[null,null,null,"Wks/Year",52,null,null,null,null,null,null,null,null,null,null,null,null,null,null,null,null,null,null,null,null,8,{"$f":"IF(ISERROR(SUMIF('D - Separable Energy Uses'!$E$33:$E$42,Benchmarks!Z24,'D - Separable Energy Uses'!$G$33:$G$42)/COUNTIF('D - Separable Energy Uses'!$E$33:$E$42,Benchmarks!Z24)),\"\",SUMIF('D - Separable Energy Uses'!$E$33:$E$42,Benchmarks!Z24,'D - Separable Energy Uses'!$G$33:$G$42)/COUNTIF('D - Separable Energy Uses'!$E$33:$E$42,Benchmarks!Z24))","v":""},""]
[null,null,null,null,null,null,null,null,null,null,null,null,null,null,null,null,null,null,null,null,null,null,null,null,null,9,{"$f":"IF(ISERROR(SUMIF('D - Separable Energy Uses'!$E$33:$E$42,Benchmarks!Z25,'D - Separable Energy Uses'!$G$33:$G$42)/COUNTIF('D - Separable Energy Uses'!$E$33:$E$42,Benchmarks!Z25)),\"\",SUMIF('D - Separable Energy Uses'!$E$33:$E$42,Benchmarks!Z25,'D - Separable Energy Uses'!$G$33:$G$42)/COUNTIF('D - Separable Energy Uses'!$E$33:$E$42,Benchmarks!Z25))","v":""},""]
[null,null,null,null,null,"Atot",null,null,null,null,"Wv","VWA","Wa=Wyr-Wv","hATot,yr","hAv,Tot,yr","Average occupied hours per occupied week","Calc of average hours per week across NLA","BMh adj(gas)","BMh adj(elec)","BMh adj(Tot)","kWhe allowed (gas)","kWhe allowed (elec)","kWhe allowed",null,null,10,null,""]
[null,null,null,null,null,"NLA area",null,null,null,null,"void","Void-weighted","Occupied",null,null,null,null,null,null,null,null,null,null,null,null,"Total",{"$f":"SUM(AA17:AA26)","v":0}]
[null,null,null,{"$f":"'F - Functional spaces'!D27","v":"No."},{"$f":"'F - Functional spaces'!E27","v":"Name"},"m2",null,"NLA?",{"$f":"'F - Functional spaces'!H27","v":"hrs./week"},{"$f":"'F - Functional spaces'!I27","v":"hrs./annum"},"weeks in yr","area m2","weeks/year"]
[null,null,null,{"$f":"'F - Functional spaces'!D28","v":1},{"$f":"'F - Functional spaces'!E28","v":0},{"$f":"'F - Functional spaces'!F28","v":0},null,null,{"$f":"'F - Functional spaces'!H28","v":0},{"$f":"'F - Functional spaces'!I28","v":0},{"$f":"'F - Functional spaces'!J28","v":0},{"$f":"F29*($E$24-K29)/$E$24","v":0},{"$f":"$E$24-K29","v":52},{"$f":"F29*((I29*$E$24)+J29)","v":0},{"$f":"K29*I29*F29","v":0},{"$f":"IF(ISERROR((M29*I29+J29)/M29),\"0\",(M29*I29+J29)/M29)","v":0},{"$f":"P29*F29","v":0},{"$f":"(M29*($E$17+$E$18*P29))/$E$24","v":51.75},{"$f":"(M29*($E$19+$E$20*P29))/$E$24","v":29.952999999999999},{"$f":"SUM(R29:S29)","v":81.703000000000003},{"$f":"R29*F29","v":0},{"$f":"S29*F29","v":0},{"$f":"T29*F29","v":0},null,null,null,null,null,null,null,null,null,null,null,null,null,null,null,null,null,null,null,null,null,null,null,null,null,null,null,null,null,null,null,null,null,null,null,null,null,null,null,null,null,null,null,null,null,null,null,null,"LANDLORD'S ENERGY RATING CALCS"]
[null,null,null,{"$f":"'F - Functional spaces'!D29","v":2},{"$f":"'F - Functional spaces'!E29","v":0},{"$f":"'F - Functional spaces'!F29","v":0},null,null,{"$f":"'F - Functional spaces'!H29","v":0},{"$f":"'F - Functional spaces'!I29","v":0},{"$f":"'F - Functional spaces'!J29","v":0},0,52,{"$f":"F30*((I30*$E$24)+J30)","v":0},{"$f":"K30*I30*F30","v":0},{"$f":"IF(ISERROR((M30*I30+J30)/M30),\"0\",(M30*I30+J30)/M30)","v":0},{"$f":"P30*F30","v":0},{"$f":"(M30*($E$17+$E$18*P30))/$E$24","v":51.75},29.952999999999999,{"$f":"SUM(R30:S30)","v":81.703000000000003},{"$f":"R30*F30","v":0},{"$f":"S30*F30","v":0},{"$f":"T30*F30","v":0},null,null,null,null,null,null,null,null,null,null,null,null,null,null,null,null,null,null,null,null,null,null,null,null,null,null,null,null,null,null,null,null,null,null,null,null,null,null,null,null,null,null,null,null,null,null,null,null,"SOURCE: Verco Outline Spec Draft 24Jul12"]
[null,null,null,{"$f":"'F - Functional spaces'!D30","v":3},{"$f":"'F - Functional spaces'!E30","v":0},{"$f":"'F - Functional spaces'!F30","v":0},null,null,{"$f":"'F - Functional spaces'!H30","v":0},{"$f":"'F - Functional spaces'!I30","v":0},{"$f":"'F - Functional spaces'!J30","v":0},0,52,0,0,0,0,51.75,29.952999999999999,81.703000000000003,0,0,0]
[null,null,null,{"$f":"'F - Functional spaces'!D31","v":4},{"$f":"'F - Functional spaces'!E31","v":0},{"$f":"'F - Functional spaces'!F31","v":0},null,null,{"$f":"'F - Functional spaces'!H31","v":0},{"$f":"'F - Functional spaces'!I31","v":0},{"$f":"'F - Functional spaces'!J31","v":0},0,52,0,0,0,0,51.75,29.952999999999999,81.703000000000003,0,0,0,null,null,null,null,null,null,null,null,null,null,null,null,null,null,null,null,null,null,null,null,null,null,null,null,null,null,null,null,null,null,null,null,null,null,null,null,null,null,null,null,null,null,null,null,null,null,null,null,"OCCUPIED AREA CALCULATION",null,null,null,null,"RATED HOURS CALCULATION"]
[null,null,null,{"$f":"'F - Functional spaces'!D32","v":5},{"$f":"'F - Functional spaces'!E32","v":0},{"$f":"'F - Functional spaces'!F32","v":0},null,null,{"$f":"'F - Functional spaces'!H32","v":0},{"$f":"'F - Functional spaces'!I32","v":0},{"$f":"'F - Functional spaces'!J32","v":0},0,52,0,0,0,0,51.75,29.952999999999999,81.703000000000003,0,0,0,null,null,null,null,null,null,null,null,null,null,null,null,null,null,null,null,null,null,null,null,null,null,null,null,null,null,null,null,null,null,null,null,null,null,null,null,null,null,null,null,null,null,null,null,null,null,null,null,null,"Atot","Wv","VWA",null,"Wa=Wyr-Wv","ha","Cha=Wa*ha","he,a"]
[null,null,null,{"$f":"'F - Functional spaces'!D33","v":6},{"$f":"'F - Functional spaces'!E33","v":0},{"$f":"'F - Functional spaces'!F33","v":0},null,null,{"$f":"'F - Functional spaces'!H33","v":0},{"$f":"'F - Functional spaces'!I33","v":0},{"$f":"'F - Functional spaces'!J33","v":0},0,52,0,0,0,0,51.75,29.952999999999999,81.703000000000003,0,0,0,null,null,null,null,null,null,null,null,null,null,null,null,null,null,null,null,null,null,null,null,null,null,null,null,null,null,null,null,null,null,null,null,null,null,null,null,null,null,null,null,null,null,null,null,null,null,null,null,null,"NLA area","void","Void-weighted",null,"Occupied","Contracted","Contracted","Extra hours"]
[null,null,null,{"$f":"'F - Functional spaces'!D34","v":7},{"$f":"'F - Functional spaces'!E34","v":0},{"$f":"'F - Functional spaces'!F34","v":0},null,null,{"$f":"'F - Functional spaces'!H34","v":0},{"$f":"'F - Functional spaces'!I34","v":0},{"$f":"'F - Functional spaces'!J34","v":0},0,52,0,0,0,0,51.75,29.952999999999999,81.703000000000003,0,0,0,null,null,null,null,null,null,null,null,null,null,null,null,null,null,null,null,null,null,null,null,null,null,null,null,null,null,null,null,null,null,null,null,null,null,null,null,null,null,null,null,null,null,null,null,null,null,null,null,"AREA","m2","weeks in yr","area m2",null,"weeks/year","hours/week","hrs/yr","in the year"]
[null,null,null,{"$f":"'F - Functional spaces'!D35","v":8},{"$f":"'F - Functional spaces'!E35","v":0},{"$f":"'F - Functional spaces'!F35","v":0},null,null,{"$f":"'F - Functional spaces'!H35","v":0},{"$f":"'F - Functional spaces'!I35","v":0},{"$f":"'F - Functional spaces'!J35","v":0},0,52,0,0,0,0,51.75,29.952999999999999,81.703000000000003,0,0,0,null,null,null,null,null,null,null,null,null,null,null,null,null,null,null,null,null,null,null,null,null,null,null,null,null,null,null,null,null,null,null,null,null,null,null,null,null,null,null,null,null,null,null,null,null,null,null,null,"Area 1",200,10,{"$f":"BU36*($BV$41-BV36)/$BV$41","v":161.53846153846155},null,{"$f":"$F$36-BV36","v":-10},40,null,200]
[null,null,null,{"$f":"'F - Functional spaces'!D36","v":9},{"$f":"'F - Functional spaces'!E36","v":0},{"$f":"'F - Functional spaces'!F36","v":0},null,null,{"$f":"'F - Functional spaces'!H36","v":0},{"$f":"'F - Functional spaces'!I36","v":0},{"$f":"'F - Functional spaces'!J36","v":0},0,52,0,0,0,0,51.75,29.952999999999999,81.703000000000003,0,0,0,null,null,null,null,null,null,null,null,null,null,null,null,null,null,null,null,null,null,null,null,null,null,null,null,null,null,null,null,null,null,null,null,null,null,null,null,null,null,null,null,null,null,null,null,null,null,null,null,"Area 2",null,null,{"$f":"BU37*($BV$41-BV37)/$BV$41","v":0},null,{"$f":"$F$36-BV37","v":0}]
[null,null,null,{"$f":"'F - Functional spaces'!D37","v":10},{"$f":"'F - Functional spaces'!E37","v":0},{"$f":"'F - Functional spaces'!F37","v":0},null,null,{"$f":"'F - Functional spaces'!H37","v":0},{"$f":"'F - Functional spaces'!I37","v":0},{"$f":"'F - Functional spaces'!J37","v":0},0,52,0,0,0,0,51.75,29.952999999999999,81.703000000000003,0,0,0,null,null,null,null,null,null,null,null,null,null,null,null,null,null,null,null,null,null,null,null,null,null,null,null,null,null,null,null,null,null,null,null,null,null,null,null,null,null,null,null,null,null,null,null,null,null,null,null,"Area 3",null,null,{"$f":"BU38*($BV$41-BV38)/$BV$41","v":0},null,{"$f":"$F$36-BV38","v":0}]
[null,null,null,{"$f":"'F - Functional spaces'!D38","v":11},{"$f":"'F - Functional spaces'!E38","v":0},{"$f":"'F - Functional spaces'!F38","v":0},null,null,{"$f":"'F - Functional spaces'!H38","v":0},{"$f":"'F - Functional spaces'!I38","v":0},{"$f":"'F - Functional spaces'!J38","v":0},0,52,0,0,0,0,51.75,29.952999999999999,81.703000000000003,0,0,0,null,null,null,null,null,null,null,null,null,null,null,null,null,null,null,null,null,null,null,null,null,null,null,null,null,null,null,null,null,null,null,null,null,null,null,null,null,null,null,null,null,null,null,null,null,null,null,null,"Area 4",null,null,{"$f":"BU39*($BV$41-BV39)/$BV$41","v":0},null,{"$f":"$F$36-BV39","v":0}]
[null,null,null,{"$f":"'F - Functional spaces'!D39","v":12},{"$f":"'F - Functional spaces'!E39","v":0},{"$f":"'F - Functional spaces'!F39","v":0},null,null,{"$f":"'F - Functional spaces'!H39","v":0},{"$f":"'F - Functional spaces'!I39","v":0},{"$f":"'F - Functional spaces'!J39","v":0},0,52,0,0,0,0,51.75,29.952999999999999,81.703000000000003,0,0,0,null,null,null,null,null,null,null,null,null,null,null,null,null,null,null,null,null,null,null,null,null,null,null,null,null,null,null,null,null,null,null,null,null,null,null,null,null,null,null,null,null,null,null,null,null,null,null,null,"TOTALS",{"$f":"SUM(BU36:BU39)","v":200},"NLA(o) >",{"$f":"SUM(BW36:BW39)","v":161.53846153846155}]
[null,null,null,{"$f":"'F - Functional spaces'!D40","v":13},{"$f":"'F - Functional spaces'!E40","v":0},{"$f":"'F - Functional spaces'!F40","v":0},null,null,{"$f":"'F - Functional spaces'!H40","v":0},{"$f":"'F - Functional spaces'!I40","v":0},{"$f":"'F - Functional spaces'!J40","v":0},0,52,0,0,0,0,51.75,29.952999999999999,81.703000000000003,0,0,0,null,null,null,null,null,null,null,null,null,null,null,null,null,null,null,null,null,null,null,null,null,null,null,null,null,null,null,null,null,null,null,null,null,null,null,null,null,null,null,null,null,null,null,null,null,null,null,null,null,"Wyr total weeks in year >",52]
[null,null,null,{"$f":"'F - Functional spaces'!D41","v":14},{"$f":"'F - Functional spaces'!E41","v":0},{"$f":"'F - Functional spaces'!F41","v":0},null,null,{"$f":"'F - Functional spaces'!H41","v":0},{"$f":"'F - Functional spaces'!I41","v":0},{"$f":"'F - Functional spaces'!J41","v":0},0,52,0,0,0,0,51.75,29.952999999999999,81.703000000000003,0,0,0,null,null,null,null,null,null,null,null,null,null,null,null,null,null,null,null,null,null,null,null,null,null,null,null,null,null,null,null,null,null,null,null,null,null,null,null,null,null,null,null,null,null,null,null,null,null,null,null,null,null,"Void factor Fv = 1-VWA/Atot >",{"$f":"1-BW40/BU40","v":0.19230769230769229}]
[null,null,null,{"$f":"'F - Functional spaces'!D42","v":15},{"$f":"'F - Functional spaces'!E42","v":0},{"$f":"'F - Functional spaces'!F42","v":0},null,null,{"$f":"'F - Functional spaces'!H42","v":0},{"$f":"'F - Functional spaces'!I42","v":0},{"$f":"'F - Functional spaces'!J42","v":0},0,52,0,0,0,0,51.75,29.952999999999999,81.703000000000003,0,0,0]
[null,null,null,{"$f":"'F - Functional spaces'!D43","v":16},{"$f":"'F - Functional spaces'!E43","v":0},{"$f":"'F - Functional spaces'!F43","v":0},null,null,{"$f":"'F - Functional spaces'!H43","v":0},{"$f":"'F - Functional spaces'!I43","v":0},{"$f":"'F - Functional spaces'!J43","v":0},0,52,0,0,0,0,51.75,29.952999999999999,81.703000000000003,0,0,0]
[null,null,null,{"$f":"'F - Functional spaces'!D44","v":17},{"$f":"'F - Functional spaces'!E44","v":0},{"$f":"'F - Functional spaces'!F44","v":0},null,null,{"$f":"'F - Functional spaces'!H44","v":0},{"$f":"'F - Functional spaces'!I44","v":0},{"$f":"'F - Functional spaces'!J44","v":0},0,52,0,0,0,0,51.75,29.952999999999999,81.703000000000003,0,0,0]
[null,null,null,{"$f":"'F - Functional spaces'!D45","v":18},{"$f":"'F - Functional spaces'!E45","v":0},{"$f":"'F - Functional spaces'!F45","v":0},null,null,{"$f":"'F - Functional spaces'!H45","v":0},{"$f":"'F - Functional spaces'!I45","v":0},{"$f":"'F - Functional spaces'!J45","v":0},0,52,0,0,0,0,51.75,29.952999999999999,81.703000000000003,0,0,0]
[null,null,null,{"$f":"'F - Functional spaces'!D46","v":19},{"$f":"'F - Functional spaces'!E46","v":0},{"$f":"'F - Functional spaces'!F46","v":0},null,null,{"$f":"'F - Functional spaces'!H46","v":0},{"$f":"'F - Functional spaces'!I46","v":0},{"$f":"'F - Functional spaces'!J46","v":0},0,52,0,0,0,0,51.75,29.952999999999999,81.703000000000003,0,0,0]
[null,null,null,{"$f":"'F - Functional spaces'!D47","v":20},{"$f":"'F - Functional spaces'!E47","v":0},{"$f":"'F - Functional spaces'!F47","v":0},null,null,{"$f":"'F - Functional spaces'!H47","v":0},{"$f":"'F - Functional spaces'!I47","v":0},{"$f":"'F - Functional spaces'!J47","v":0},0,52,0,0,{"$f":"(M48*I48+J48)/M48","v":0},{"$f":"P48*F48","v":0},51.75,29.952999999999999,81.703000000000003,0,0,0]
[null,null,null,null,null,null,null,null,null,null,"VWA",{"$f":"SUM((L29:L48))","v":0},null,null,null,null,{"$f":"SUM(Q29:Q48)/SUM(F29:F48)","v":{"$error":"#DIV/0!"}},null,null,null,{"$f":"SUM(U$29:U$48)","v":0},{"$f":"SUM(V$29:V$48)","v":0},{"$f":"SUM(W$29:W$48)","v":0}]
[null,null,null,null,"Tenant","NLA",null,null,null,null,"NLA",{"$f":"SUM(F29:F48)","v":0},null,null,null,null,null,null,null,"Adjusted benchmark",{"$f":"U49/NetNLA","v":{"$error":"#DIV/0!"}},{"$f":"V49/NetNLA","v":{"$error":"#DIV/0!"}},{"$f":"W49/NetNLA","v":{"$error":"#DIV/0!"}}]
[null,null,null,null,"Public","NLA",null,null,null,null,"Fv",{"$f":"1-(L49/L50)","v":{"$error":"#DIV/0!"}},null,null,null,null,null,null,null,"Change to standard",null,null,{"$f":"W50-E23","v":{"$error":"#DIV/0!"}}]
[null,null,null,null,"Landlord office","NLA?"]
[null,null,null,null,"Common parts","not NLA"]
[null,null,null,null,"Plant?","not NLA"]
[]
[]
[]
[]
[]
[null,null,null,"Main heating fuel",{"$f":"'F - Functional spaces'!H12","v":0}]
[null,null,null,"Elec or Heat?",{"$f":"IF(OR(E60=Lookups!J97,E60=Lookups!J98),\"Elec\",\"Heat\")","v":"Heat"}]
[null,null,null,"Lookup row start",4]
[null,null,null,"Lookup row end",5]
[null,null,null,null,"Sheet B","Sheet C","dates"]
[null,null,null,"Start Date",{"$f":"HLOOKUP($E$60,FuelsInput1,$E$62,FALSE)","v":{"$error":"#N/A"}},{"$f":"HLOOKUP($E$60,FuelsInput2,$E$62,FALSE)","v":{"$error":"#N/A"}},{"$f":"IF(ISNA(IF(ISNA(E65),F65,E65)),\"\",(IF(ISNA(E65),F65,E65)))","v":""}]
[null,null,null,"End Date",{"$f":"HLOOKUP($E$60,FuelsInput1,$E$63,FALSE)","v":{"$error":"#N/A"}},{"$f":"HLOOKUP($E$60,FuelsInput2,$E$63,FALSE)","v":{"$error":"#N/A"}},{"$f":"IF(ISNA(IF(ISNA(E66),F66,E66)),\"\",(IF(ISNA(E66),F66,E66)))","v":""}]
[]
[null,null,null,"If MHF is electricity"]
[]
[null,null,null,"Days",{"$f":"G66-G65","v":{"$error":"#VALUE!"}}]
[null,null,null,"1/2 the difference from 365",{"$f":"ROUND((E70-365)/2,0)","v":{"$error":"#VALUE!"}}]
[null,null,null,"Start date ",{"$f":"G65+E71","v":{"$error":"#VALUE!"}}]
[null,null,null,"End date",{"$f":"E72+365","v":{"$error":"#VALUE!"}}]
[]
[null,null,null,"IF MHF is non electricity"]
[null,null,null,null,null,null,null,"lowest"]
[null,null,null,"Date","Month","Day of month","Last day in month","Days from end of month","Lower (close to start, close to end"]
[null,null,null,"Start date",{"$f":"MONTH(G65)","v":{"$error":"#VALUE!"}},{"$f":"DAY(G65)","v":{"$error":"#VALUE!"}},{"$f":"DAY(EOMONTH(G65,E78))","v":{"$error":"#VALUE!"}},{"$f":"G78-F78","v":{"$error":"#VALUE!"}},{"$f":"MIN(F78,H78)","v":{"$error":"#VALUE!"}},"Start Date"]
[null,null,null,"End date",{"$f":"MONTH(G66)","v":{"$error":"#VALUE!"}},{"$f":"DAY(G66)","v":{"$error":"#VALUE!"}},{"$f":"DAY(EOMONTH(G66,E79))","v":{"$error":"#VALUE!"}},{"$f":"G79-F79","v":{"$error":"#VALUE!"}},{"$f":"MIN(F79,H79)","v":{"$error":"#VALUE!"}},"End Date"]
[null,null,null,null,null,null,null,"Which to use?",{"$f":"MIN(I78,I79)","v":{"$error":"#VALUE!"}},{"$f":"VLOOKUP(I80,I78:J79,2,FALSE)","v":{"$error":"#VALUE!"}}]
[null,null,null,"Start date",{"$f":"IF(J80=D81,G65,G66-365)","v":{"$error":"#VALUE!"}}]
[null,null,null,"End date",{"$f":"IF(J80=D82,G66,G65+365)","v":{"$error":"#VALUE!"}}]
[]
[null,null,null,"Dates used"]
[]
[null,null,null,"Start date",{"$f":"IF($E$61=\"Elec\",E72,E81)","v":{"$error":"#VALUE!"}}]
[null,null,null,"End date",{"$f":"IF($E$61=\"Elec\",E73,E82)","v":{"$error":"#VALUE!"}}]
[]
[]
[]
[]
[null,null,null,null,null,null,null,null,null,null,null,null,null,null,null,null,null,null,null,null,null,null,null,null,null,null,null,null,null,null,null,null,null,null,null,null,null,null,null,null,null,null,null,null,null,null,null,null,null,null,null,null,null,null,null,null,null,null,null,null,null,null,null,null,null,null,null,null,null,null,null,null,null,null,null,null,null,null,null,null,null,null,null,null,null,null,null,null,null,null,null,null,null,null,null,null,null,null,"Postcode checker data"]
[]
[null,null,null,"Proportion of gas benchmark adjusted to DD",0.55000000000000004,null,null,null,null,null,null,null,null,null,null,null,null,null,null,null,null,null,null,null,null,null,null,null,null,null,null,null,null,null,null,null,null,null,null,null,null,null,null,null,null,null,null,null,null,null,null,null,"Base temperature for cooling degree days",15.5]
[null,null,null,"Base degree days",2021,"http://www.vesma.com/ddd/std-year.htm",null,null,null,null,null,null,null,null,null,null,null,null,null,null,null,null,null,null,null,null,null,null,null,null,null,null,null,null,null,null,null,null,null,null,null,null,null,null,null,null,null,null,null,null,null,null,"Base cooling degree days",{"$f":"HLOOKUP(BB94,BE97:BG98,2)","v":196.84},"http://www.vesma.com/ddd/std-year.htm"]
[null,null,null,"Degree days (this assessment)",{"$f":"E113","v":{"$error":"#VALUE!"}},null,null,null,null,null,null,null,null,null,null,null,null,null,null,null,null,null,null,null,null,null,null,null,null,null,null,null,null,null,null,null,null,null,null,null,null,null,null,null,null,null,null,null,null,null,null,null,"Degree days (this assessment)",{"$f":"BB106","v":{"$error":"#VALUE!"}},null,null,null,null,null,null,null,null,null,null,null,null,null,null,null,null,null,null,null,null,null,null,null,null,null,null,null,null,null,null,null,null,null,null,null,null,null,null,null,null,null,null,null,null,1,"London (Thames Valley) "]
[null,null,null,null,null,null,null,null,null,null,null,null,null,null,null,null,null,null,null,null,null,null,null,null,null,null,null,null,null,null,null,null,null,null,null,null,null,null,null,null,null,null,null,null,null,null,null,null,null,null,null,null,"Cooling DD constant",{"$f":"0.0187/BF100","v":7.1698719772403996E-2},null,"Base",10.5,15.5,18.5,null,null,null,null,null,null,null,null,null,null,null,null,null,null,null,null,null,null,null,null,null,null,null,null,null,null,null,null,null,null,null,null,null,null,null,null,null,null,null,2,"South Eastern "]
[null,null,null,null,null,null,null,null,null,null,null,null,null,null,null,null,null,null,null,null,null,null,null,null,null,null,null,null,null,null,null,null,null,null,null,null,null,null,null,null,null,null,null,null,null,null,null,null,null,null,null,null,"BMh adj(Tot)",{"$f":"F103","v":{"$error":"#DIV/0!"}},null,"Average dd",1100,{"$f":"CT288","v":196.84},{"$f":"CT409","v":{"$error":"#DIV/0!"}},null,null,null,null,null,null,null,null,null,null,null,null,null,null,null,null,null,null,null,null,null,null,null,null,null,null,null,null,null,null,null,null,null,null,null,null,null,null,null,3,"Southern "]
[null,null,null,null,"Start","Adjusted",null,null,null,null,null,null,null,null,null,null,null,null,null,null,null,null,null,null,null,null,null,null,null,null,null,null,null,null,null,null,null,null,null,null,null,null,null,null,null,null,null,null,null,null,null,null,"Adjustment for Cooling DD",{"$f":"(BB96-BB95)*BB97","v":{"$error":"#VALUE!"}},null,null,null,null,null,null,null,null,null,null,null,null,null,null,null,null,null,null,null,null,null,null,null,null,null,null,null,null,null,null,null,null,null,null,null,null,null,null,null,null,null,null,null,null,4,"South Western "]
[null,null,null,"BMh adj(gas)",{"$f":"U50","v":{"$error":"#DIV/0!"}},{"$f":"(E100*E94*(E113/E95))+(E100*(1-E94))","v":{"$error":"#DIV/0!"}},null,null,null,null,null,null,null,null,null,null,null,null,null,null,null,null,null,null,null,null,null,null,null,null,null,null,null,null,null,null,null,null,null,null,null,null,null,null,null,null,null,null,null,null,null,null,"BMadj",{"$f":"BB98+BB99","v":{"$error":"#DIV/0!"}},null,"Ratio for DD constant",null,{"$f":"CT289","v":0.26081358299506785},null,null,null,null,null,null,null,null,null,null,null,null,null,null,null,null,null,null,null,null,null,null,null,null,null,null,null,null,null,null,null,null,null,null,null,null,null,null,null,null,5,"Severn Valley "]
[null,null,null,"BMh adj(elec)",{"$f":"V50","v":{"$error":"#DIV/0!"}},{"$f":"E101","v":{"$error":"#DIV/0!"}},null,null,null,null,null,null,null,null,null,null,null,null,null,null,null,null,null,null,null,null,null,null,null,null,null,null,null,null,null,null,null,null,null,null,null,null,null,null,null,null,null,null,null,null,null,null,null,null,null,null,null,null,null,null,null,null,null,null,null,null,null,null,null,null,null,null,null,null,null,null,null,null,null,null,null,null,null,null,null,null,null,null,null,null,null,null,null,null,null,null,null,null,6,"Midlands"]
[null,null,null,"BMh adj(Tot)",{"$f":"SUM(E100:E101)","v":{"$error":"#DIV/0!"}},null,null,null,null,null,null,null,null,null,null,null,null,null,null,null,null,null,null,null,null,null,null,null,null,null,null,null,null,null,null,null,null,null,null,null,null,null,null,null,null,null,null,null,null,null,null,null,"Start date:",{"$f":"E72","v":{"$error":"#VALUE!"}},null,null,null,null,null,null,null,null,null,null,null,null,null,null,null,null,null,null,null,null,null,null,null,null,null,null,null,null,null,null,null,null,null,null,null,null,null,null,null,null,null,null,null,null,7,"West Pennines "]
[null,null,null,"BMadj HDD",null,{"$f":"SUM(F100:F101)","v":{"$error":"#DIV/0!"}},null,null,null,null,null,null,null,null,null,null,null,null,null,null,null,null,null,null,null,null,null,null,null,null,null,null,null,null,null,null,null,null,null,null,null,null,null,null,null,null,null,null,null,null,null,null,"End Date: ",{"$f":"E73","v":{"$error":"#VALUE!"}},"1st character","2nd character",null,null,null,null,null,null,null,null,null,null,null,null,null,null,null,null,null,null,null,null,null,null,null,null,null,null,null,null,null,null,null,null,null,null,null,null,null,null,null,null,null,null,8,"North Western "]
[null,null,null,"Change",null,{"$f":"F103-E102","v":{"$error":"#DIV/0!"}},null,null,null,null,null,null,null,null,null,null,null,null,null,null,null,null,null,null,null,null,null,null,null,null,null,null,null,null,null,null,null,null,null,null,null,null,null,null,null,null,null,null,null,null,null,null,"Postcode",{"$f":"E111","v":0},{"$f":"IF(ISERROR(LEFT(BB104,1)*1),\"L\",\"N\")","v":"N"},{"$f":"IF(ISERROR(RIGHT(LEFT(BB104,2),1)*1),\"L\",\"N\")","v":"N"},null,null,null,null,null,null,null,null,null,null,null,null,null,null,null,null,null,null,null,null,null,null,null,null,null,null,null,null,null,null,null,null,null,null,null,null,null,null,null,null,null,null,9,"Borders "]
[null,null,null,null,null,null,null,null,null,null,null,null,null,null,null,null,null,null,null,null,null,null,null,null,null,null,null,null,null,null,null,null,null,null,null,null,null,null,null,null,null,null,null,null,null,null,null,null,null,null,null,null,"Region",{"$f":"IF(ISERROR(BC105),10,BC105)","v":10},{"$f":"IF(AND(BC104=\"L\",BD104=\"L\"),VLOOKUP(LEFT(BB104,2),$CV$119:$CW$225,2,FALSE),VLOOKUP(LEFT(BB104,1),$CV$119:$CW$225,2,FALSE))","v":{"$error":"#N/A"}},{"$f":"IF(ISERROR(BC105),\"Error - postcode not found\",\"\")","v":"Error - postcode not found"},null,null,null,null,null,null,null,null,null,null,null,null,null,null,null,null,null,null,null,null,null,null,null,null,null,null,null,null,null,null,null,null,null,null,null,null,null,null,null,null,null,null,10,"North Eastern "]
[null,null,null,null,null,null,null,null,null,null,null,null,null,null,null,null,null,null,null,null,null,null,null,null,null,null,null,null,null,null,null,null,null,null,null,null,null,null,null,null,null,null,null,null,null,null,null,null,null,null,null,null,"Degree days:",{"$f":"VLOOKUP(BB103,$BA$120:$BV$4503,$BB$105+5,FALSE)-VLOOKUP($BB$102,$BA$120:$BV$4503,$BB$105+5,FALSE)","v":{"$error":"#VALUE!"}},null,null,null,null,null,null,null,null,null,null,null,null,null,null,null,null,null,null,null,null,null,null,null,null,null,null,null,null,null,null,null,null,null,null,null,null,null,null,null,null,null,null,null,null,11,"East Pennines "]
[null,null,null,null,null,null,null,null,null,null,null,null,null,null,null,null,null,null,null,null,null,null,null,null,null,null,null,null,null,null,null,null,null,null,null,null,null,null,null,null,null,null,null,null,null,null,null,null,null,null,null,null,null,null,null,null,null,null,null,null,null,null,null,null,null,null,null,null,null,null,null,null,null,null,null,null,null,null,null,null,null,null,null,null,null,null,null,null,null,null,null,null,null,null,null,null,null,null,12,"East Anglia "]
[null,null,null,null,null,null,null,null,null,null,null,null,null,null,null,null,null,null,null,null,null,null,null,null,null,null,null,null,null,null,null,null,null,null,null,null,null,null,null,null,null,null,null,null,null,null,null,null,null,null,null,null,null,null,null,null,null,null,null,null,null,null,null,null,null,null,null,null,null,null,null,null,null,null,null,null,null,null,null,null,null,null,null,null,null,null,null,null,null,null,null,null,null,null,null,null,null,null,13,"West Scotland "]
[null,null,null,"Start date:",{"$f":"E86","v":{"$error":"#VALUE!"}},null,null,null,null,null,null,null,null,null,null,null,null,null,null,null,null,null,null,null,null,null,null,null,null,null,null,null,null,null,null,null,null,null,null,null,null,null,null,null,null,null,null,null,null,null,null,null,null,null,null,null,null,null,null,null,null,null,null,null,null,null,null,null,null,null,null,null,null,null,null,null,null,null,null,null,null,null,null,null,null,null,null,null,null,null,null,null,null,null,null,null,null,null,14,"East Scotland "]
[null,null,null,"End Date: ",{"$f":"E87","v":{"$error":"#VALUE!"}},"1st character","2nd character",null,null,null,null,null,null,null,null,null,null,null,null,null,null,null,null,null,null,null,null,null,null,null,null,null,null,null,null,null,null,null,null,null,null,null,null,null,null,null,null,null,null,null,null,null,null,null,null,null,null,null,null,null,null,null,null,null,null,null,null,null,null,null,null,null,null,null,null,null,null,null,null,null,null,null,null,null,null,null,null,null,null,null,null,null,null,null,null,null,null,null,15,"North East Scotland "]
[null,null,null,"Postcode",{"$f":"'A - General Information'!E16","v":0},{"$f":"IF(ISERROR(LEFT(E111,1)*1),\"L\",\"N\")","v":"N"},{"$f":"IF(ISERROR(RIGHT(LEFT(E111,2),1)*1),\"L\",\"N\")","v":"N"},null,null,null,null,null,null,null,null,null,null,null,null,null,null,null,null,null,null,null,null,null,null,null,null,null,null,null,null,null,null,null,null,null,null,null,null,null,null,null,null,null,null,null,null,null,null,null,null,null,null,null,null,null,null,null,null,null,null,null,null,null,null,null,null,null,null,null,null,null,null,null,null,null,null,null,null,null,null,null,null,null,null,null,null,null,null,null,null,null,null,null,16,"Wales "]
[null,null,null,"Region",{"$f":"IF(ISERROR(F112),10,F112)","v":10},{"$f":"IF(AND(F111=\"L\",G111=\"L\"),VLOOKUP(LEFT(E111,2),$CV$119:$CW$225,2,FALSE),VLOOKUP(LEFT(E111,1),$CV$119:$CW$225,2,FALSE))","v":{"$error":"#N/A"}},{"$f":"IF(ISERROR(F112),\"Error - postcode not found\",\"\")","v":"Error - postcode not found"},null,null,null,null,null,null,null,null,null,null,null,null,null,null,null,null,null,null,null,null,null,null,null,null,null,null,null,null,null,null,null,null,null,null,null,null,null,null,null,null,null,null,null,null,null,null,null,null,null,null,null,null,null,null,null,null,null,null,null,null,null,null,null,null,null,null,null,null,null,null,null,null,null,null,null,null,null,null,null,null,null,null,null,null,null,null,null,null,null,null,null,17,"Northern Ireland "]
[null,null,null,"Degree days:",{"$f":"VLOOKUP(E110,$D$120:$AA$4503,$E$112+5,FALSE)-VLOOKUP($E$109,$D$120:$AA$4503,$E$112+5,FALSE)","v":{"$error":"#VALUE!"}},null,null,null,null,null,null,null,null,null,null,null,null,null,null,null,null,null,null,null,null,null,null,null,null,null,null,null,null,null,null,null,null,null,null,null,null,null,null,null,null,null,null,null,null,null,null,null,null,null,null,null,null,null,null,null,null,null,null,null,null,null,null,null,null,null,null,null,null,null,null,null,null,null,null,null,null,null,null,null,null,null,null,null,null,null,null,null,null,null,null,null,null,null,18,"North West Scotland "]
[]
[]
[null,null,null,"LOOKUP TABLE FOR HEATING DEGREE DAYS",null,null,null,null,null,null,null,null,null,null,null,null,null,null,null,null,null,null,null,null,null,null,null,null,"HEATING DEGREE DAY DATA BY REGION Source DEC CIP file Oct 2012",null,null,null,null,null,null,null,null,null,null,null,null,null,null,null,null,null,null,null,null,null,null,null,"LOOKUP TABLE FOR COOLING DEGREE DAYS",null,null,null,null,null,null,null,null,null,null,null,null,null,null,null,null,null,null,null,null,null,null,"COOLING DEGREE DAY DATA TO BASE TEMP 10.5"]
[]
[null,null,null,null,null,null,null,null,"region",null,null,null,null,null,null,null,null,null,null,null,null,null,null,null,null,null,null,null,null,null,null,null,"region",null,null,null,null,null,null,null,null,null,null,null,null,null,null,null,null,null,null,null,null,null,null,null,null,"region",null,null,null,null,null,null,null,null,null,null,null,null,null,null,null,null,null,null,null,null,null,"region",null,null,null,null,null,null,null,null,null,null,null,null,null,null,null,null,null,null,null,"Postcode","Region"]
[null,null,null,"Date","Month","Year",null,"Cumulative days",1,2,3,4,5,6,null,7,8,9,10,11,12,null,13,14,15,16,17,null,"Year","Month","No. Days",null,1,2,3,4,5,6,7,8,9,10,11,12,13,14,15,16,17,null,null,null,"Date","Month","Year",null,"Cumulative days",1,2,3,4,5,6,7,8,9,10,11,12,13,14,15,16,17,null,"Year","Month","No. Days",null,1,2,3,4,5,6,7,8,9,10,11,12,13,14,15,16,17,18,null,null,null,1]
[null,null,null,"2007-01-01",{"$f":"MONTH(D120)","v":1},{"$f":"YEAR(D120)","v":2007},{"$f":"E120&F120","v":"12007"},1,{"$f":"SUMIF($AF$268:$AF$411,$G120,AG$268:AG$411)","v":7.7612903225806447},8.4870967741935495,8.0322580645161299,7.2870967741935484,8.1193548387096772,8.5096774193548388,null,{"$f":"SUMIF($AF$268:$AF$411,$G120,AM$268:AM$411)","v":9.0129032258064505},8.8580645161290334,8.9838709677419359,9.0161290322580641,8.7064516129032246,8.9677419354838701,null,{"$f":"SUMIF($AF$268:$AF$411,$G120,AS$268:AS$411)","v":0},{"$f":"SUMIF($AF$268:$AF$411,$G120,AT$268:AT$411)","v":0},{"$f":"SUMIF($AF$268:$AF$411,$G120,AU$268:AU$411)","v":0},{"$f":"SUMIF($AF$268:$AF$411,$G120,AV$268:AV$411)","v":8.0225806451612893},{"$f":"SUMIF($AF$268:$AF$411,$G120,AW$268:AW$411)","v":9.5290322580645146},null,2007,1,31,{"$f":"AD120&AC120","v":"12007"},240.6,263.10000000000002,249,225.9,251.7,263.8,279.39999999999998,274.60000000000002,278.5,279.5,269.89999999999998,278,null,null,null,248.7,295.39999999999998,null,null,null,"2007-01-01",{"$f":"MONTH(BA120)","v":1},{"$f":"YEAR(BA120)","v":2007},{"$f":"BB120&BC120","v":"12007"},1,{"$f":"SUMIF($AF$268:$AF$411,$G120,CB$441:CB$522)","v":0},0,0,0,0,0,0,0,0,0,0,0,0,0,0,0,0,null,2007,1,31,{"$f":"BY120&BX120","v":"12007"},null,null,null,null,null,null,null,null,null,null,null,null,null,null,null,null,null,null,null,null,"B",6,{"$f":"VLOOKUP(CW120,$CU$96:$CV$113,2)","v":"Midlands"}]
[null,null,null,"2007-01-02",{"$f":"MONTH(D121)","v":1},{"$f":"YEAR(D121)","v":2007},{"$f":"E121&F121","v":"12007"},2,{"$f":"SUMIF($AF$268:$AF$411,$G121,AG$268:AG$411)+I120","v":15.522580645161289},{"$f":"SUMIF($AF$268:$AF$411,$G121,AH$268:AH$411)+J120","v":16.974193548387099},{"$f":"SUMIF($AF$268:$AF$411,$G121,AI$268:AI$411)+K120","v":16.06451612903226},{"$f":"SUMIF($AF$268:$AF$411,$G121,AJ$268:AJ$411)+L120","v":14.574193548387097},{"$f":"SUMIF($AF$268:$AF$411,$G121,AK$268:AK$411)+M120","v":16.238709677419354},{"$f":"SUMIF($AF$268:$AF$411,$G121,AL$268:AL$411)+N120","v":17.019354838709678},null,{"$f":"SUMIF($AF$268:$AF$411,$G121,AM$268:AM$411)+P120","v":18.025806451612901},{"$f":"SUMIF($AF$268:$AF$411,$G121,AN$268:AN$411)+Q120","v":17.716129032258067},{"$f":"SUMIF($AF$268:$AF$411,$G121,AO$268:AO$411)+R120","v":17.967741935483872},{"$f":"SUMIF($AF$268:$AF$411,$G121,AP$268:AP$411)+S120","v":18.032258064516128},{"$f":"SUMIF($AF$268:$AF$411,$G121,AQ$268:AQ$411)+T120","v":17.412903225806449},{"$f":"SUMIF($AF$268:$AF$411,$G121,AR$268:AR$411)+U120","v":17.93548387096774},null,{"$f":"SUMIF($AF$268:$AF$411,$G121,AS$268:AS$411)+W120","v":0},{"$f":"SUMIF($AF$268:$AF$411,$G121,AT$268:AT$411)+X120","v":0},{"$f":"SUMIF($AF$268:$AF$411,$G121,AU$268:AU$411)+Y120","v":0},{"$f":"SUMIF($AF$268:$AF$411,$G121,AV$268:AV$411)+Z120","v":16.045161290322579},{"$f":"SUMIF($AF$268:$AF$411,$G121,AW$268:AW$411)+AA120","v":19.058064516129029},null,2007,2,28,"22007",241.1,256.39999999999998,239.2,202.8,250.7,273.2,274.60000000000002,281.60000000000002,276.10000000000002,291.10000000000002,272.2,280.39999999999998,null,null,null,255.8,291.5,null,null,null,"2007-01-02",{"$f":"MONTH(BA121)","v":1},{"$f":"YEAR(BA121)","v":2007},{"$f":"BB121&BC121","v":"12007"},2,{"$f":"SUMIF($AF$268:$AF$411,$G121,CB$441:CB$522)+BF120","v":0},{"$f":"SUMIF($AF$268:$AF$411,$G121,CC$441:CC$522)+BG120","v":0},{"$f":"SUMIF($AF$268:$AF$411,$G121,CD$441:CD$522)+BH120","v":0},{"$f":"SUMIF($AF$268:$AF$411,$G121,CE$441:CE$522)+BI120","v":0},{"$f":"SUMIF($AF$268:$AF$411,$G121,CF$441:CF$522)+BJ120","v":0},{"$f":"SUMIF($AF$268:$AF$411,$G121,CG$441:CG$522)+BK120","v":0},{"$f":"SUMIF($AF$268:$AF$411,$G121,CH$441:CH$522)+BL120","v":0},{"$f":"SUMIF($AF$268:$AF$411,$G121,CI$441:CI$522)+BM120","v":0},{"$f":"SUMIF($AF$268:$AF$411,$G121,CJ$441:CJ$522)+BN120","v":0},{"$f":"SUMIF($AF$268:$AF$411,$G121,CK$441:CK$522)+BO120","v":0},{"$f":"SUMIF($AF$268:$AF$411,$G121,CL$441:CL$522)+BP120","v":0},{"$f":"SUMIF($AF$268:$AF$411,$G121,CM$441:CM$522)+BQ120","v":0},{"$f":"SUMIF($AF$268:$AF$411,$G121,CN$441:CN$522)+BR120","v":0},{"$f":"SUMIF($AF$268:$AF$411,$G121,CO$441:CO$522)+BS120","v":0},{"$f":"SUMIF($AF$268:$AF$411,$G121,CP$441:CP$522)+BT120","v":0},{"$f":"SUMIF($AF$268:$AF$411,$G121,CQ$441:CQ$522)+BU120","v":0},{"$f":"SUMIF($AF$268:$AF$411,$G121,CR$441:CR$522)+BV120","v":0},null,2007,2,28,"22007",null,null,null,null,null,null,null,null,null,null,null,null,null,null,null,null,null,null,null,null,"BA",5,{"$f":"VLOOKUP(CW121,$CU$96:$CV$113,2)","v":"Severn Valley "}]
[null,null,null,"2007-01-03",1,2007,"12007",3,23.283870967741933,25.461290322580648,24.096774193548391,21.861290322580643,24.358064516129033,25.529032258064518,null,27.038709677419352,26.5741935483871,26.951612903225808,27.048387096774192,26.119354838709675,26.903225806451609,null,0,0,0,24.067741935483866,28.587096774193544,null,2007,3,31,"32007",220.6,247.7,243.6,220.9,242.9,261.2,273.5,260.3,280.5,271.7,265.60000000000002,257.60000000000002,null,null,null,265.8,285.10000000000002,null,null,null,"2007-01-03",1,2007,"12007",3,0,0,0,0,0,0,0,0,0,0,0,0,0,0,0,0,0,null,2007,3,31,"32007",null,null,null,null,null,null,null,null,null,null,null,null,null,null,null,null,null,null,null,null,"BB",7,"West Pennines "]
[null,null,null,"2007-01-04",1,2007,"12007",4,31.045161290322579,33.948387096774198,32.12903225806452,29.148387096774194,32.477419354838709,34.038709677419355,null,36.051612903225802,35.432258064516134,35.935483870967744,36.064516129032256,34.825806451612898,35.87096774193548,null,0,0,0,32.090322580645157,38.116129032258058,null,2007,4,30,"42007",96.9,131.4,132.1,113.7,112.5,146.4,155.1,150,164.9,161.30000000000001,137.5,143,null,null,null,153.4,149.30000000000001,null,null,null,"2007-01-04",1,2007,"12007",4,0,0,0,0,0,0,0,0,0,0,0,0,0,0,0,0,0,null,2007,4,30,"42007",null,null,null,null,null,null,null,null,null,null,null,null,null,null,null,null,null,null,null,null,"BD",10,"North Eastern "]
[null,null,null,"2007-01-05",1,2007,"12007",5,38.806451612903224,42.435483870967744,40.161290322580648,36.435483870967744,40.596774193548384,42.548387096774192,null,45.064516129032256,44.290322580645167,44.91935483870968,45.08064516129032,43.532258064516121,44.838709677419352,null,0,0,0,40.112903225806448,47.645161290322577,null,2007,5,31,"52007",82.7,108.6,97.9,93.7,97.9,127,135.1,133.19999999999999,164.7,133.9,127.1,122.2,null,null,null,132.30000000000001,145.30000000000001,null,null,null,"2007-01-05",1,2007,"12007",5,0,0,0,0,0,0,0,0,0,0,0,0,0,0,0,0,0,null,2007,5,31,"52007",null,null,null,null,null,null,null,null,null,null,null,null,null,null,null,null,null,null,null,null,"BH",3,"Southern "]
[null,null,null,"2007-01-06",1,2007,"12007",6,46.567741935483866,50.92258064516129,48.193548387096776,43.722580645161294,48.71612903225806,51.058064516129029,null,54.07741935483871,53.148387096774201,53.903225806451616,54.096774193548384,52.238709677419344,53.806451612903224,null,0,0,0,48.13548387096774,57.174193548387095,null,2007,6,30,"62007",26,43.5,33.299999999999997,35,30,46.3,50.4,55.7,104.8,67.3,49.8,49.2,null,null,null,53.4,73.900000000000006,null,null,null,"2007-01-06",1,2007,"12007",6,0,0,0,0,0,0,0,0,0,0,0,0,0,0,0,0,0,null,2007,6,30,"62007",null,null,null,null,null,null,null,null,null,null,null,null,null,null,null,null,null,null,null,null,"BL",7,"West Pennines "]
[null,null,null,"2007-01-07",1,2007,"12007",7,54.329032258064508,59.409677419354836,56.225806451612904,51.009677419354844,56.835483870967735,59.567741935483866,null,63.090322580645164,62.006451612903234,62.887096774193552,63.112903225806448,60.945161290322567,62.774193548387096,null,0,0,0,56.158064516129031,66.703225806451613,null,2007,7,31,"72007",19.7,35.4,37,33.200000000000003,31.8,41.4,49.7,43,57.5,44.6,32.799999999999997,34.200000000000003,null,null,null,50.3,52.7,null,null,null,"2007-01-07",1,2007,"12007",7,0,0,0,0,0,0,0,0,0,0,0,0,0,0,0,0,0,null,2007,7,31,"72007",null,null,null,null,null,null,null,null,null,null,null,null,null,null,null,null,null,null,null,null,"BN",2,"South Eastern "]
[null,null,null,"2007-01-08",1,2007,"12007",8,62.09032258064515,67.896774193548382,64.258064516129039,58.296774193548394,64.954838709677418,68.07741935483871,null,72.103225806451618,70.864516129032268,71.870967741935488,72.129032258064512,69.651612903225796,71.741935483870961,null,0,0,0,64.180645161290315,76.232258064516131,null,2007,8,31,"82007",21.9,43.7,45,33.1,28,43.4,54,49.9,63.7,51.4,34.700000000000003,42.5,null,null,null,41.9,45.5,null,null,null,"2007-01-08",1,2007,"12007",8,0,0,0,0,0,0,0,0,0,0,0,0,0,0,0,0,0,null,2007,8,31,"82007",null,null,null,null,null,null,null,null,null,null,null,null,null,null,null,null,null,null,null,null,"BR",1,"London (Thames Valley) "]
[null,null,null,"2007-01-09",1,2007,"12007",9,69.851612903225799,76.383870967741927,72.290322580645167,65.583870967741944,73.0741935483871,76.587096774193554,null,81.116129032258073,79.722580645161301,80.854838709677423,81.145161290322577,78.358064516129019,80.709677419354833,null,0,0,0,72.203225806451599,85.761290322580649,null,2007,9,30,"92007",46,70.599999999999994,77.7,55.2,55.3,75.3,88.6,92.8,88.7,87.3,65.599999999999994,66.599999999999994,null,null,null,60.1,87.7,null,null,null,"2007-01-09",1,2007,"12007",9,0,0,0,0,0,0,0,0,0,0,0,0,0,0,0,0,0,null,2007,9,30,"92007",null,null,null,null,null,null,null,null,null,null,null,null,null,null,null,null,null,null,null,null,"BS",5,"Severn Valley "]
[null,null,null,"2007-01-10",1,2007,"12007",10,77.612903225806448,84.870967741935473,80.322580645161295,72.870967741935488,81.193548387096783,85.096774193548399,null,90.129032258064527,88.580645161290334,89.838709677419359,90.161290322580641,87.064516129032242,89.677419354838705,null,0,0,0,80.225806451612883,95.290322580645167,null,2007,10,31,"102007",118,155.6,145.6,98.1,123,146.30000000000001,152.4,147.69999999999999,163.19999999999999,171.4,137.6,154.19999999999999,null,null,null,122.8,126.9,null,null,null,"2007-01-10",1,2007,"12007",10,0,0,0,0,0,0,0,0,0,0,0,0,0,0,0,0,0,null,2007,10,31,"102007",null,null,null,null,null,null,null,null,null,null,null,null,null,null,null,null,null,null,null,null,null,17,"Northern Ireland "]
[null,null,null,"2007-01-11",1,2007,"12007",11,85.374193548387098,93.358064516129019,88.354838709677423,80.158064516129031,89.312903225806465,93.606451612903243,null,99.141935483870981,97.438709677419368,98.822580645161295,99.177419354838705,95.770967741935465,98.645161290322577,null,0,0,0,88.248387096774167,104.81935483870969,null,2007,11,30,"112007",226.3,247.1,246.1,196.4,224.9,252.5,257.7,236,228.4,246.9,247,271.7,null,null,null,202.2,219.8,null,null,null,"2007-01-11",1,2007,"12007",11,0,0,0,0,0,0,0,0,0,0,0,0,0,0,0,0,0,null,2007,11,30,"112007",null,null,null,null,null,null,null,null,null,null,null,null,null,null,null,null,null,null,null,null,"CA",8,"North Western "]
[null,null,null,"2007-01-12",1,2007,"12007",12,93.135483870967747,101.84516129032257,96.387096774193552,87.445161290322574,97.432258064516148,102.11612903225809,null,108.15483870967743,106.2967741935484,107.80645161290323,108.19354838709677,104.47741935483869,107.61290322580645,null,0,0,0,96.270967741935451,114.3483870967742,null,2007,12,31,"122007",295.8,255.8,310.3,246,313,330.6,340.3,334,344.6,350.6,332,338.1,null,null,null,291.7,297.60000000000002,null,null,null,"2007-01-12",1,2007,"12007",12,0,0,0,0,0,0,0,0,0,0,0,0,0,0,0,0,0,null,2007,12,31,"122007",null,null,null,null,null,null,null,null,null,null,null,null,null,null,null,null,null,null,null,null,"CB",12,"East Anglia "]
[null,null,null,"2007-01-13",1,2007,"12007",13,100.8967741935484,110.33225806451611,104.41935483870968,94.732258064516117,105.55161290322583,110.62580645161293,null,117.16774193548389,115.15483870967743,116.79032258064517,117.20967741935483,113.18387096774191,116.58064516129032,null,0,0,0,104.29354838709673,123.87741935483872,null,2008,1,31,"12008",246.7,278.2,267.39999999999998,238.5,255.5,277.7,293.8,294.10000000000002,305.8,293.5,280.8,284.5,null,null,null,262.7,320,null,null,null,"2007-01-13",1,2007,"12007",13,0,0,0,0,0,0,0,0,0,0,0,0,0,0,0,0,0,null,2008,1,31,"12008",6.7,4.5999999999999996,4.7,5.9,3.1,4,2,0.6,2.1,2,2.4,6,0.4,0.3,0.6,7.4,null,0,{"$f":"SUM(CB132:CS132)/COUNT(CB132:CS132)","v":3.1058823529411761},null,"CF",5,"Severn Valley "]
[null,null,null,"2007-01-14",1,2007,"12007",14,108.65806451612904,118.81935483870966,112.45161290322581,102.01935483870966,113.67096774193551,119.13548387096778,null,126.18064516129034,124.01290322580647,125.7741935483871,126.2258064516129,121.89032258064513,125.54838709677419,null,0,0,0,112.31612903225802,133.40645161290323,null,2008,2,29,"22008",261.3,296,299.60000000000002,245.2,284.39999999999998,303.7,303,276.5,289.60000000000002,323.89999999999998,301,313.2,null,null,null,264.7,288.10000000000002,null,null,null,"2007-01-14",1,2007,"12007",14,0,0,0,0,0,0,0,0,0,0,0,0,0,0,0,0,0,null,2008,2,29,"22008",3.8,2.7,2,2.6,1.5,2.5,3.3,1.6,3.4,2.2999999999999998,2.4,4.8,0.8,1,2.4,2.9,null,0.7,2.3941176470588235,null,"CH",7,"West Pennines "]
[null,null,null,"2007-01-15",1,2007,"12007",15,116.41935483870969,127.3064516129032,120.48387096774194,109.3064516129032,121.7903225806452,127.64516129032262,null,135.1935483870968,132.87096774193549,134.75806451612902,135.24193548387098,130.59677419354836,134.51612903225805,null,0,0,0,120.3387096774193,142.93548387096774,null,2008,3,31,"32008",259.5,274.60000000000002,267.89999999999998,227.7,263.8,289.5,313.7,296.89999999999998,306.3,297.89999999999998,299,298.60000000000002,null,null,null,278.2,304.2,null,null,null,"2007-01-15",1,2007,"12007",15,0,0,0,0,0,0,0,0,0,0,0,0,0,0,0,0,0,null,2008,3,31,"32008",4.8,4.5999999999999996,3.3,3.4,1.8,2.7,1.3,0.5,1.3,2.1,1.9,5.3,0.3,0.7,1.6,1.7,null,0.1,2.2000000000000002,null,"CM",12,"East Anglia "]
[null,null,null,"2007-01-16",1,2007,"12007",16,124.18064516129034,135.79354838709676,128.51612903225808,116.59354838709675,129.90967741935486,136.15483870967745,null,144.20645161290324,141.72903225806454,143.74193548387098,144.25806451612902,139.30322580645159,143.48387096774192,null,0,0,0,128.3612903225806,152.46451612903226,null,2008,4,30,"42008",187.6,212.9,211.3,202.4,208.7,225.5,231.4,232.1,259.3,246.3,230.6,225.6,null,null,null,232.6,221.6,null,null,null,"2007-01-16",1,2007,"12007",16,0,0,0,0,0,0,0,0,0,0,0,0,0,0,0,0,0,null,2008,4,30,"42008",28.7,26.1,27.5,18.2,17.7,20.5,15.9,10.4,10.6,17.3,17.3,26.9,6.3,7.5,8.4,16.7,null,8.1999999999999993,16.71764705882353,null,"CO",12,"East Anglia "]
[null,null,null,"2007-01-17",1,2007,"12007",17,131.94193548387099,144.28064516129032,136.54838709677421,123.88064516129029,138.02903225806455,144.66451612903228,null,153.21935483870968,150.58709677419358,152.72580645161293,153.27419354838707,148.00967741935483,152.45161290322579,null,0,0,0,136.3838709677419,161.99354838709678,null,2008,5,31,"52008",64.7,84.9,76.8,66.3,79.599999999999994,101.1,92,101.4,157.6,131.5,99.8,92.6,null,null,null,95.9,99.5,null,null,null,"2007-01-17",1,2007,"12007",17,0,0,0,0,0,0,0,0,0,0,0,0,0,0,0,0,0,null,2008,5,31,"52008",132.9,141.4,154.80000000000001,119.7,120.1,116.8,125.8,108.4,40.1,88.6,99,119,68.599999999999994,65.3,44.1,123.8,null,79.2,102.79999999999998,null,"CR",1,"London (Thames Valley) "]
[null,null,null,"2007-01-18",1,2007,"12007",18,139.70322580645163,152.76774193548388,144.58064516129033,131.16774193548383,146.14838709677423,153.17419354838711,null,162.23225806451612,159.44516129032263,161.70967741935488,162.29032258064512,156.71612903225807,161.41935483870967,null,0,0,0,144.4064516129032,171.5225806451613,null,2008,6,30,"62008",32,56.9,62.4,62.8,44.9,68.3,80.900000000000006,71.900000000000006,87,77.3,57,61.3,null,null,null,82.4,84,null,null,null,"2007-01-18",1,2007,"12007",18,0,0,0,0,0,0,0,0,0,0,0,0,0,0,0,0,0,null,2008,6,30,"62008",163.69999999999999,168.2,170.9,137.5,136.9,139.9,126.7,112.7,94.8,124.7,129.5,157.1,81.900000000000006,90.8,79.900000000000006,123.6,null,65,123.7529411764706,null,"CT",2,"South Eastern "]
[null,null,null,"2007-01-19",1,2007,"12007",19,147.46451612903226,161.25483870967744,152.61290322580646,138.45483870967738,154.26774193548391,161.68387096774194,null,171.24516129032256,168.30322580645168,170.69354838709683,171.30645161290317,165.4225806451613,170.38709677419354,null,0,0,0,152.4290322580645,181.05161290322582,null,2008,7,31,"72008",17.5,34.5,34.4,30.8,20.8,34.799999999999997,39.4,33.200000000000003,49.5,40.700000000000003,29.8,33.299999999999997,null,null,null,38.799999999999997,42.3,null,null,null,"2007-01-19",1,2007,"12007",19,0,0,0,0,0,0,0,0,0,0,0,0,0,0,0,0,0,null,2008,7,31,"72008",221.6,227,216,177.4,183.7,194.4,188.1,178.7,144.30000000000001,189.5,191.1,229.2,149.30000000000001,153.6,136.1,181.3,null,135,182.13529411764708,null,"CV",6,"Midlands"]
[null,null,null,"2007-01-20",1,2007,"12007",20,155.2258064516129,169.741935483871,160.64516129032259,145.74193548387092,162.38709677419359,170.19354838709677,null,180.258064516129,177.16129032258073,179.67741935483878,180.32258064516122,174.12903225806454,179.35483870967741,null,0,0,0,160.45161290322579,190.58064516129033,null,2008,8,31,"82008",11.9,23,22.1,19.2,17.600000000000001,26.7,28,23.7,37,31,18,21.5,null,null,null,29.6,35.200000000000003,null,null,null,"2007-01-20",1,2007,"12007",20,0,0,0,0,0,0,0,0,0,0,0,0,0,0,0,0,0,null,2008,8,31,"82008",200.3,208.6,199.1,173.4,174.9,181.1,177.1,166.3,150.19999999999999,172.3,186.1,214.7,129.1,133.5,125.8,173.3,null,121.9,169.86470588235292,null,"CW",7,"West Pennines "]
[null,null,null,"2007-01-21",1,2007,"12007",21,162.98709677419353,178.22903225806456,168.67741935483872,153.02903225806446,170.50645161290328,178.7032258064516,null,189.27096774193544,186.01935483870977,188.66129032258073,189.33870967741927,182.83548387096778,188.32258064516128,null,0,0,0,168.47419354838709,200.10967741935485,null,2008,9,30,"92008",45.5,83.7,71.8,59.3,62.2,76.7,87,88.4,82.4,79.3,64.099999999999994,77.3,null,null,null,79.5,85,null,null,null,"2007-01-21",1,2007,"12007",21,0,0,0,0,0,0,0,0,0,0,0,0,0,0,0,0,0,null,2008,9,30,"92008",104.6,113.9,113.6,106.9,102.9,91.9,95.5,83.6,81.7,91.9,94.4,110,60.7,67.099999999999994,69.8,97.1,null,66.400000000000006,91.294117647058826,null,"DA",1,"London (Thames Valley) "]
[null,null,null,"2007-01-22",1,2007,"12007",22,170.74838709677417,186.71612903225812,176.70967741935485,160.316129032258,178.62580645161296,187.21290322580643,null,198.28387096774188,194.87741935483882,197.64516129032268,198.35483870967732,191.54193548387101,197.29032258064515,null,0,0,0,176.49677419354839,209.63870967741937,null,2008,10,31,"102008",150.30000000000001,183.4,162.80000000000001,142.80000000000001,159.30000000000001,182.9,194.8,186,192.5,200.2,172.1,192.4,null,null,null,160.19999999999999,205,null,null,null,"2007-01-22",1,2007,"12007",22,0,0,0,0,0,0,0,0,0,0,0,0,0,0,0,0,0,null,2008,10,31,"102008",48.4,55.2,53.6,52.9,47,38.799999999999997,35.799999999999997,25,30.8,33.4,37.9,45.4,15.2,15.5,16.8,39.1,null,13.4,35.541176470588233,null,"DE",6,"Midlands"]
[null,null,null,"2007-01-23",1,2007,"12007",23,178.5096774193548,195.20322580645168,184.74193548387098,167.60322580645155,186.74516129032264,195.72258064516126,null,207.29677419354832,203.73548387096787,206.62903225806463,207.37096774193537,200.24838709677425,206.25806451612902,null,0,0,0,184.51935483870969,219.16774193548389,null,2008,11,30,"112008",227.8,241.7,223.5,203.4,231.4,257.39999999999998,269.10000000000002,265.5,266.2,274.2,258.7,264.3,null,null,null,225,267.8,null,null,null,"2007-01-23",1,2007,"12007",23,0,0,0,0,0,0,0,0,0,0,0,0,0,0,0,0,0,null,2008,11,30,"112008",6,10,8.4,12.1,6,3.2,3.1,2.2000000000000002,4.5999999999999996,3.9,2.9,5.8,2.2999999999999998,2.5,3.3,8.4,null,2.7,5.1411764705882357,null,"DG",8,"North Western "]
[null,null,null,"2007-01-24",1,2007,"12007",24,186.27096774193544,203.69032258064524,192.7741935483871,174.89032258064509,194.86451612903232,204.23225806451609,null,216.30967741935476,212.59354838709692,215.61290322580658,216.38709677419342,208.95483870967749,215.2258064516129,null,0,0,0,192.54193548387099,228.69677419354841,null,2008,12,31,"122008",341.5,374,354.3,302,358.3,366.4,399.3,374.9,337.9,392.7,375.2,386.2,null,null,null,318.3,350.2,null,null,null,"2007-01-24",1,2007,"12007",24,0,0,0,0,0,0,0,0,0,0,0,0,0,0,0,0,0,null,2008,12,31,"122008",1.6,1,0.5,1.1000000000000001,0.2,0.8,0.5,0,1,0.6,0.5,0.6,0.1,0.1,0.3,0.6,null,0.1,0.56470588235294117,null,"DH",10,"North Eastern "]
[null,null,null,"2007-01-25",1,2007,"12007",25,194.03225806451607,212.1774193548388,200.80645161290323,182.17741935483863,202.98387096774201,212.74193548387092,null,225.3225806451612,221.45161290322596,224.59677419354853,225.40322580645147,217.66129032258073,224.19354838709677,null,0,0,0,200.56451612903228,238.22580645161293,null,2009,1,31,"12009",371.3,406.1,363.9,320.8,363.1,391.3,390,356.3,368.8,387.6,384.2,403,null,null,null,349.1,361.5,null,null,null,"2007-01-25",1,2007,"12007",25,0,0,0,0,0,0,0,0,0,0,0,0,0,0,0,0,0,null,2009,1,31,"12009",0,0,0,0,0,0,0,0,0.1,0,0,0,0,0,0.4,0,null,0.3,4.7058823529411764E-2,null,"DL",10,"North Eastern "]
[null,null,null,"2007-01-26",1,2007,"12007",26,201.79354838709671,220.66451612903236,208.83870967741936,189.46451612903218,211.10322580645169,221.25161290322575,null,234.33548387096764,230.30967741935501,233.58064516129048,234.41935483870952,226.36774193548396,233.16129032258064,null,0,0,0,208.58709677419358,247.75483870967744,null,2009,2,28,"22009",295,309.2,298.39999999999998,280.3,308.2,316.7,324,313,295.60000000000002,314.10000000000002,323.5,319,null,null,null,305,294.60000000000002,null,null,null,"2007-01-26",1,2007,"12007",26,0,0,0,0,0,0,0,0,0,0,0,0,0,0,0,0,0,null,2009,2,28,"22009",1.3,1,0.6,0.1,0.3,0.3,0,0,1.1000000000000001,0.9,0.3,1.1000000000000001,0.4,0.9,1.2,0,null,0.1,0.56470588235294117,null,"DN",11,"East Pennines "]
[null,null,null,"2007-01-27",1,2007,"12007",27,209.55483870967734,229.15161290322592,216.87096774193549,196.75161290322572,219.22258064516137,229.76129032258058,null,243.34838709677408,239.16774193548406,242.56451612903243,243.43548387096757,235.0741935483872,242.12903225806451,null,0,0,0,216.60967741935488,257.28387096774196,null,2009,3,31,"32009",229.2,258.60000000000002,268.3,234.7,250.1,258.7,286.89999999999998,251,271.10000000000002,263.5,259.8,278.7,null,null,null,265.39999999999998,275.3,null,null,null,"2007-01-27",1,2007,"12007",27,0,0,0,0,0,0,0,0,0,0,0,0,0,0,0,0,0,null,2009,3,31,"32009",14.1,10.1,10.9,9.1,10.4,8.3000000000000007,5.6,2.7,8.3000000000000007,9,7.9,9.6999999999999993,3.7,5,6.7,3.2,null,2.8,7.5000000000000009,null,"DT",3,"Southern "]
[null,null,null,"2007-01-28",1,2007,"12007",28,217.31612903225798,237.63870967741948,224.90322580645162,204.03870967741926,227.34193548387105,238.27096774193541,null,252.36129032258052,248.02580645161311,251.54838709677438,252.45161290322562,243.78064516129044,251.09677419354838,null,0,0,0,224.63225806451618,266.81290322580645,null,2009,4,30,"42009",128.5,159.5,160.69999999999999,172.8,147,170.1,171.4,178,219.2,195.2,171.3,152,null,null,null,194.1,190.4,null,null,null,"2007-01-28",1,2007,"12007",28,0,0,0,0,0,0,0,0,0,0,0,0,0,0,0,0,0,null,2009,4,30,"42009",56.9,52.7,42.5,29,38.299999999999997,42.2,44.1,31.9,30.9,41.9,41.4,50.3,20.8,22.5,12.4,28.5,null,16.600000000000001,35.464705882352931,null,"DY",6,"Midlands"]
[null,null,null,"2007-01-29",1,2007,"12007",29,225.07741935483861,246.12580645161304,232.93548387096774,211.32580645161281,235.46129032258074,246.78064516129024,null,261.37419354838698,256.88387096774215,260.53225806451633,261.46774193548367,252.48709677419367,260.06451612903226,null,0,0,0,232.65483870967748,276.34193548387094,null,2009,5,31,"52009",77,111.7,107.8,119.1,107.5,120.3,128.9,135.30000000000001,146.9,136.1,113.4,99.8,null,null,null,142.80000000000001,138.69999999999999,null,null,null,"2007-01-29",1,2007,"12007",29,0,0,0,0,0,0,0,0,0,0,0,0,0,0,0,0,0,null,2009,5,31,"52009",111.6,106.6,100.5,80.900000000000006,85.4,85.2,75.599999999999994,67.900000000000006,74.900000000000006,78.599999999999994,76.7,105.8,55.2,56.7,43.9,74.599999999999994,null,45.4,77.97058823529413,null,"E",1,"London (Thames Valley) "]
[null,null,null,"2007-01-30",1,2007,"12007",30,232.83870967741925,254.6129032258066,240.96774193548387,218.61290322580635,243.58064516129042,255.29032258064507,null,270.38709677419342,265.7419354838712,269.51612903225828,270.48387096774172,261.19354838709688,269.0322580645161,null,0,0,0,240.67741935483878,285.87096774193543,null,2009,6,30,"62009",36.299999999999997,62.2,53.4,48.5,42,69.900000000000006,76.3,77.400000000000006,84.5,81.5,64.599999999999994,59,null,null,null,65.7,73.7,null,null,null,"2007-01-30",1,2007,"12007",30,0,0,0,0,0,0,0,0,0,0,0,0,0,0,0,0,0,null,2009,6,30,"62009",183,184.7,187.7,165.1,174.7,162.4,164.5,152.19999999999999,114.7,139.69999999999999,148.6,161.4,115.2,112.1,84.1,153.30000000000001,null,92.4,146.81176470588235,null,"EC",1,"London (Thames Valley) "]
[null,null,null,"2007-01-31",1,2007,"12007",31,240.59999999999988,263.10000000000014,249,225.89999999999989,251.7000000000001,263.7999999999999,null,279.39999999999986,274.60000000000025,278.50000000000023,279.49999999999977,269.90000000000009,277.99999999999994,null,0,0,0,248.70000000000007,295.39999999999992,null,2009,7,31,"72009",15.8,27.6,17.2,17.2,19.100000000000001,35.200000000000003,36.200000000000003,34,38.200000000000003,41.5,25.4,28.4,null,null,null,36,36.200000000000003,null,null,null,"2007-01-31",1,2007,"12007",31,0,0,0,0,0,0,0,0,0,0,0,0,0,0,0,0,0,null,2009,7,31,"72009",214.3,223.9,198.8,175.1,183.2,177.9,178.6,173.8,164.9,177.4,178.2,216.9,150.9,157.5,155.1,159.4,null,134.9,177.69411764705885,null,"EN",1,"London (Thames Valley) "]
[null,null,null,"2007-02-01",2,2007,"22007",32,249.21071428571418,272.25714285714298,257.54285714285714,233.14285714285703,260.65357142857152,273.55714285714276,null,289.20714285714274,284.65714285714313,288.36071428571449,289.89642857142837,279.62142857142868,288.01428571428568,null,0,0,0,257.83571428571435,305.8107142857142,null,2009,8,31,"82009",12.4,33.6,30.7,19.399999999999999,18.100000000000001,30.4,34.9,28.9,32.4,31.7,24,22.6,null,null,null,32.799999999999997,40.299999999999997,null,null,null,"2007-02-01",2,2007,"22007",32,0,0,0,0,0,0,0,0,0,0,0,0,0,0,0,0,0,null,2009,8,31,"82009",233,248.7,211,190.6,197,196.1,194.8,173,183.6,195.7,202.7,247.3,140.30000000000001,147,140.5,170.9,null,121.3,187.85294117647061,null,"EX",4,"South Western "]
[null,null,null,"2007-02-02",2,2007,"22007",33,257.82142857142844,281.41428571428582,266.08571428571429,240.38571428571416,269.60714285714295,283.31428571428563,null,299.01428571428562,294.71428571428601,298.22142857142876,300.29285714285697,289.34285714285727,298.02857142857141,null,0,0,0,266.97142857142865,316.22142857142848,null,2009,9,30,{"$f":"AD152&AC152","v":"92009"},34.799999999999997,55,63.4,45.3,47.2,65.599999999999994,77.5,72.400000000000006,71.8,72.900000000000006,51.6,60,null,null,null,67.900000000000006,79.099999999999994,null,null,null,"2007-02-02",2,2007,"22007",33,0,0,0,0,0,0,0,0,0,0,0,0,0,0,0,0,0,null,2009,9,30,{"$f":"BY152&BX152","v":"92009"},143.1,162.30000000000001,143,127.2,125.8,117,109.4,94.5,98.5,108.9,112.7,147.19999999999999,78.400000000000006,80.5,82.7,114.2,null,71.099999999999994,112.73529411764707,null,"FY",7,"West Pennines "]
[null,null,null,"2007-02-03",2,2007,"22007",34,266.43214285714271,290.57142857142867,274.62857142857143,247.62857142857129,278.56071428571437,293.0714285714285,null,308.8214285714285,304.77142857142888,308.08214285714303,310.68928571428557,299.06428571428586,308.04285714285714,null,0,0,0,276.10714285714295,326.63214285714275,null,2009,10,31,"102009",95.4,129.80000000000001,109.6,79.8,106.6,125.9,146.9,141.30000000000001,147,151.69999999999999,131.80000000000001,124.4,null,null,null,111.7,127.8,null,null,null,"2007-02-03",2,2007,"22007",34,0,0,0,0,0,0,0,0,0,0,0,0,0,0,0,0,0,null,2009,10,31,"102009",64,77.900000000000006,78.3,81.5,70.3,53.7,54.6,41.3,39.4,46.1,44.9,55.6,30,29.6,19.399999999999999,72.099999999999994,null,19.7,51.670588235294126,null,"GL",5,"Severn Valley "]
[null,null,null,"2007-02-04",2,2007,"22007",35,275.04285714285697,299.72857142857151,283.17142857142858,254.87142857142842,287.51428571428579,302.82857142857137,null,318.62857142857138,314.82857142857176,317.94285714285729,321.08571428571418,308.78571428571445,318.05714285714288,null,0,0,0,285.24285714285725,337.04285714285703,null,2009,11,30,"112009",167.3,199.5,169.3,149,186.2,209,233.6,232.2,236.6,241.1,218.2,206.6,null,null,null,200.4,245.6,null,null,null,"2007-02-04",2,2007,"22007",35,0,0,0,0,0,0,0,0,0,0,0,0,0,0,0,0,0,null,2009,11,30,"112009",20.8,31.5,25,22.1,16.3,10.3,8.1999999999999993,5,8,8.1,8.1999999999999993,17.399999999999999,3.7,3.2,2.7,13.6,null,0.2,12.017647058823526,null,"GU",1,"London (Thames Valley) "]
[null,null,null,"2007-02-05",2,2007,"22007",36,283.65357142857124,308.88571428571436,291.71428571428572,262.11428571428559,296.46785714285721,312.58571428571423,null,328.43571428571425,324.88571428571464,327.80357142857156,331.48214285714278,318.50714285714304,328.07142857142861,null,0,0,0,294.37857142857155,347.45357142857131,null,2009,12,31,"122009",351.8,382.6,366.1,303.89999999999998,371.7,393,403.1,414.9,376.9,425.8,388.5,392.9,null,null,null,336.5,389.5,null,null,null,"2007-02-05",2,2007,"22007",36,0,0,0,0,0,0,0,0,0,0,0,0,0,0,0,0,0,null,2009,12,31,"122009",0.9,3,1.7,1.7,0.8,0.3,0,0,0,0.1,0.1,0.4,0,0,0,1.1000000000000001,null,0,0.59411764705882353,null,"HA",1,"London (Thames Valley) "]
[null,null,null,"2007-02-06",2,2007,"22007",37,292.26428571428551,318.0428571428572,300.25714285714287,269.35714285714272,305.42142857142863,322.3428571428571,null,338.24285714285713,334.94285714285752,337.66428571428582,341.87857142857138,328.22857142857163,338.08571428571435,null,0,0,0,303.51428571428585,357.86428571428559,null,2010,1,31,"12010",416.1,442.8,423.3,372.6,428,445.3,460.9,454.2,407.9,461.8,438.9,453.5,null,null,null,385.4,418.3,null,null,null,"2007-02-06",2,2007,"22007",37,0,0,0,0,0,0,0,0,0,0,0,0,0,0,0,0,0,null,2010,1,31,"12010",0,3,0,0,0,0,0,0,0,0,0,0,0,0,0,0,null,0,{"$f":"SUM(CB156:CS156)/COUNT(CB156:CS156)","v":0.17647058823529413},null,"HD",11,"East Pennines "]
[null,null,null,"2007-02-07",2,2007,"22007",38,300.87499999999977,327.20000000000005,308.8,276.59999999999985,314.37500000000006,332.09999999999997,null,348.05,345.0000000000004,347.52500000000009,352.27499999999998,337.95000000000022,348.10000000000008,null,0,0,0,312.65000000000015,368.27499999999986,null,2010,2,28,"22010",313.7,338.7,320.60000000000002,289.7,325.10000000000002,352,379.9,383.7,359.9,381.3,373.5,369.1,null,null,null,331.4,370.1,null,null,null,"2007-02-07",2,2007,"22007",38,0,0,0,0,0,0,0,0,0,0,0,0,0,0,0,0,0,null,2010,2,28,"22010",0,0,0,0,0,0,0,0,0,0,0,0,0,0,0,0,null,0,{"$f":"SUM(CB157:CS157)/COUNT(CB157:CS157)","v":0},null,"HG",10,"North Eastern "]
[null,null,null,"2007-02-08",2,2007,"22007",39,309.48571428571404,336.35714285714289,317.34285714285716,283.84285714285699,323.32857142857148,341.85714285714283,null,357.85714285714289,355.05714285714328,357.38571428571436,362.67142857142858,347.67142857142881,358.11428571428581,null,0,0,0,321.78571428571445,378.68571428571414,null,2010,3,31,"32010",255.1,282.7,287.10000000000002,276.60000000000002,273.60000000000002,290.60000000000002,294.3,306.2,293.5,304.8,285.60000000000002,285.5,null,null,null,298,313,null,null,null,"2007-02-08",2,2007,"22007",39,0,0,0,0,0,0,0,0,0,0,0,0,0,0,0,0,0,null,2010,3,31,"32010",11.4,0,3,2.4,3.6,6.4,5,2.4,4.9000000000000004,6.1,7.1,12.5,0.7,1,2,2.7,null,0.6,4.2235294117647069,null,"HP",1,"London (Thames Valley) "]
[null,null,null,"2007-02-09",2,2007,"22007",40,318.09642857142831,345.51428571428573,325.8857142857143,291.08571428571412,332.2821428571429,351.6142857142857,null,367.66428571428577,365.11428571428615,367.24642857142862,373.06785714285718,357.39285714285739,368.12857142857155,null,0,0,0,330.92142857142875,389.09642857142842,null,2010,4,30,"42010",159.6,191.7,208.2,183.2,175.1,200.4,216.4,200.8,221.2,212.2,192.1,194.1,null,null,null,212.4,210.6,null,null,null,"2007-02-09",2,2007,"22007",40,0,0,0,0,0,0,0,0,0,0,0,0,0,0,0,0,0,null,2010,4,30,"42010",51,7.7,39.799999999999997,33.9,39.4,43.8,36.9,22.5,31.4,37.1,38.5,41.9,17.600000000000001,19.3,15.9,28.6,null,10.8,30.358823529411765,null,"HR",6,"Midlands"]
[null,null,null,"2007-02-10",2,2007,"22007",41,326.70714285714257,354.67142857142858,334.42857142857144,298.32857142857125,341.23571428571432,361.37142857142857,null,377.47142857142865,375.17142857142903,377.10714285714289,383.46428571428578,367.11428571428598,378.14285714285728,null,0,0,0,340.05714285714305,399.5071428571427,null,2010,5,31,"52010",127.8,168,151.1,134.69999999999999,126.6,161.1,176,174.8,191.9,185.8,157.4,152.80000000000001,null,null,null,167.6,164.5,null,null,null,"2007-02-10",2,2007,"22007",41,0,0,0,0,0,0,0,0,0,0,0,0,0,0,0,0,0,null,2010,5,31,"52010",90.5,45.3,83.4,75.400000000000006,84.6,82.5,71.099999999999994,52.7,56.7,69.7,75.7,73.400000000000006,52.9,56,36.700000000000003,63.3,null,33,64.876470588235307,null,"HU",11,"East Pennines "]
[null,null,null,"2007-02-11",2,2007,"22007",42,335.31785714285684,363.82857142857142,342.97142857142859,305.57142857142838,350.18928571428575,371.12857142857143,null,387.27857142857152,385.22857142857191,386.96785714285716,393.86071428571438,376.83571428571457,388.15714285714301,null,0,0,0,349.19285714285735,409.91785714285697,null,2010,6,30,"62010",31.4,59.8,59.1,40.4,36.1,59.9,61.3,56.1,80.3,69.2,55.2,57,null,null,null,62.4,53.7,null,null,null,"2007-02-11",2,2007,"22007",42,0,0,0,0,0,0,0,0,0,0,0,0,0,0,0,0,0,null,2010,6,30,"62010",201.8,76.7,193.2,173.5,175.6,179.5,173.4,147,130.19999999999999,161.6,170.2,175.8,133,134.69999999999999,96.2,149.4,null,88.8,150.62352941176471,null,"HX",11,"East Pennines "]
[null,null,null,"2007-02-12",2,2007,"22007",43,343.9285714285711,372.98571428571427,351.51428571428573,312.81428571428552,359.14285714285717,380.8857142857143,null,397.0857142857144,395.28571428571479,396.82857142857142,404.25714285714298,386.55714285714316,398.17142857142875,null,0,0,0,358.32857142857165,420.32857142857125,null,2010,7,31,"72010",8.1999999999999993,23.9,15.5,64.599999999999994,13.1,22.3,25.7,30.8,37.4,35.9,15.7,14.8,null,null,null,27.9,33.799999999999997,null,null,null,"2007-02-12",2,2007,"22007",43,0,0,0,0,0,0,0,0,0,0,0,0,0,0,0,0,0,null,2010,7,31,"72010",268.5,192.4,245.6,211.6,216.6,219.1,193.2,161,191.1,204.4,213.5,273.10000000000002,132.4,140,132.80000000000001,159.30000000000001,null,111.2,192.10588235294119,null,"IG",1,"London (Thames Valley) "]
[null,null,null,"2007-02-13",2,2007,"22007",44,352.53928571428537,382.14285714285711,360.05714285714288,320.05714285714265,368.09642857142859,390.64285714285717,null,406.89285714285728,405.34285714285767,406.68928571428569,414.65357142857158,396.27857142857175,408.18571428571448,null,0,0,0,367.46428571428595,430.73928571428553,null,2010,8,31,"82010",21.8,39.700000000000003,42.1,28.8,30.2,45,60.8,52.7,62.1,62.1,38.200000000000003,35.5,null,null,null,41.3,64,null,null,null,"2007-02-13",2,2007,"22007",44,0,0,0,0,0,0,0,0,0,0,0,0,0,0,0,0,0,null,2010,8,31,"82010",187.2,276.10000000000002,184.6,174.2,168.9,162.19999999999999,155,135,132.19999999999999,152.1,154.69999999999999,189.9,109.2,115.2,100.8,137.9,null,92.9,154.59411764705882,null,"IP",12,"East Anglia "]
[null,null,null,"2007-02-14",2,2007,"22007",45,361.14999999999964,391.29999999999995,368.6,327.29999999999978,377.05,400.40000000000003,null,416.70000000000016,415.40000000000055,416.54999999999995,425.05000000000018,406.00000000000034,418.20000000000022,null,0,0,0,376.60000000000025,441.14999999999981,null,2010,9,30,"92010",49.7,81.400000000000006,79.599999999999994,56,56,77.7,87.1,72.400000000000006,74.5,74.400000000000006,64.8,69.099999999999994,null,null,null,56.8,72.599999999999994,null,null,null,"2007-02-14",2,2007,"22007",45,0,0,0,0,0,0,0,0,0,0,0,0,0,0,0,0,0,null,2010,9,30,"92010",125.1,203.7,129.1,125.1,124.3,111.5,122.3,110.2,103.4,109.9,109.1,126.6,80.7,80,60.3,111.1,null,58.5,111.22941176470587,null,"KT",1,"London (Thames Valley) "]
[null,null,null,"2007-02-15",2,2007,"22007",46,369.7607142857139,400.4571428571428,377.14285714285717,334.54285714285692,386.00357142857143,410.1571428571429,null,426.50714285714304,425.45714285714342,426.41071428571422,435.44642857142878,415.72142857142893,428.21428571428595,null,0,0,0,385.73571428571455,451.56071428571408,null,2010,10,31,"102010",129.9,151.80000000000001,145.30000000000001,119.2,144.30000000000001,166.8,191.3,176.4,172.9,181.1,162.30000000000001,145.6,null,null,null,142.6,185,null,null,null,"2007-02-15",2,2007,"22007",46,0,0,0,0,0,0,0,0,0,0,0,0,0,0,0,0,0,null,2010,10,31,"102010",55,135.4,65.599999999999994,64.599999999999994,56.5,42.5,44.6,38,31.8,33.6,34.799999999999997,54.6,20.7,20.8,19.100000000000001,45.2,null,18.399999999999999,45.952941176470588,null,"L",7,"West Pennines "]
[null,null,null,"2007-02-16",2,2007,"22007",47,378.37142857142817,409.61428571428564,385.68571428571431,341.78571428571405,394.95714285714286,419.91428571428577,null,436.31428571428592,435.5142857142863,436.27142857142849,445.84285714285738,425.44285714285752,438.22857142857168,null,0,0,0,394.87142857142885,461.97142857142836,null,2010,11,30,"112010",271.8,298.8,274.5,245.8,286.10000000000002,315.8,333.8,323.8,301.3,329.3,310.60000000000002,307.10000000000002,null,null,null,272.10000000000002,334.6,null,null,null,"2007-02-16",2,2007,"22007",47,0,0,0,0,0,0,0,0,0,0,0,0,0,0,0,0,0,null,2010,11,30,"112010",16.5,68.3,19.100000000000001,19.7,15.1,11.7,8.3000000000000007,4,3.5,5.7,7.6,14.7,0.4,0.1,0.1,11.4,null,0,12.129411764705882,null,"LA",8,"North Western "]
[null,null,null,"2007-02-17",2,2007,"22007",48,386.98214285714243,418.77142857142849,394.22857142857146,349.02857142857118,403.91071428571428,429.67142857142863,null,446.12142857142879,445.57142857142918,446.13214285714275,456.23928571428598,435.16428571428611,448.24285714285742,null,0,0,0,404.00714285714315,472.38214285714264,null,2010,12,31,"122010",446.3,477.7,472.2,405.1,471.3,506.9,529.1,549.70000000000005,458.3,545.4,500.8,490.9,null,null,null,410.3,498.1,null,null,null,"2007-02-17",2,2007,"22007",48,0,0,0,0,0,0,0,0,0,0,0,0,0,0,0,0,0,null,2010,12,31,"122010",0,19.2,0,0,0,0,0,0,0,0,0,0,0,0,0,0,null,0,1.1294117647058823,null,"LD",16,"Wales "]
[null,null,null,"2007-02-18",2,2007,"22007",49,395.5928571428567,427.92857142857133,402.7714285714286,356.27142857142832,412.8642857142857,439.4285714285715,null,455.92857142857167,455.62857142857206,455.99285714285702,466.63571428571458,444.8857142857147,458.25714285714315,null,0,0,0,413.14285714285745,482.79285714285692,null,2011,1,31,"12011",322.60000000000002,350.8,332.7,309.10000000000002,346.2,366.8,381.3,386.5,353.3,387.7,366.7,359.6,null,null,null,345,393.8,null,null,null,"2007-02-18",2,2007,"22007",49,0,0,0,0,0,0,0,0,0,0,0,0,0,0,0,0,0,null,2011,1,31,"12011",3.2,0,0.6,3.5,1.6,0,0,0.2,1.8,1.3,1.1000000000000001,2.2000000000000002,0.3,0.1,0,0.7,null,0,0.9764705882352942,null,"LE",6,"Midlands"]
[null,null,null,"2007-02-19",2,2007,"22007",50,404.20357142857097,437.08571428571418,411.31428571428575,363.51428571428545,421.81785714285712,449.18571428571437,null,465.73571428571455,465.68571428571494,465.85357142857129,477.03214285714319,454.60714285714329,468.27142857142888,null,0,0,0,422.27857142857175,493.20357142857119,null,2011,2,28,"22011",225.7,260.5,244.2,211.9,229.3,247.2,255,262.5,274.5,271.5,260,260.39999999999998,null,null,null,238.4,261.8,null,null,null,"2007-02-19",2,2007,"22007",50,0,0,0,0,0,0,0,0,0,0,0,0,0,0,0,0,0,null,2011,2,28,"22011",3.5,0.8,1.1000000000000001,2.8,1,1.2,0.9,0.2,2.7,2.4,2.7,5,0.7,0.7,0.8,2.2999999999999998,null,0.2,1.7058823529411762,null,"LL",16,"Wales "]
[null,null,null,"2007-02-20",2,2007,"22007",51,412.81428571428523,446.24285714285702,419.85714285714289,370.75714285714258,430.77142857142854,458.94285714285724,null,475.54285714285743,475.74285714285782,475.71428571428555,487.42857142857179,464.32857142857188,478.28571428571462,null,0,0,0,431.41428571428605,503.61428571428547,null,2011,3,31,"32011",234.5,274.2,264.3,220.9,245.5,266.8,280.7,299.39999999999998,284.3,294,269.89999999999998,276.60000000000002,null,null,null,275.8,286.2,null,null,null,"2007-02-20",2,2007,"22007",51,0,0,0,0,0,0,0,0,0,0,0,0,0,0,0,0,0,null,2011,3,31,"32011",18,1.5,16.8,15.6,16.600000000000001,3.2,2.2999999999999998,4.8,11.2,11.9,14.4,14.6,4.5999999999999996,5,4.0999999999999996,10.5,null,0.9,9.1764705882352935,null,"LN",11,"East Pennines "]
[null,null,null,"2007-02-21",2,2007,"22007",52,421.4249999999995,455.39999999999986,428.40000000000003,377.99999999999972,439.72499999999997,468.7000000000001,null,485.35000000000031,485.80000000000069,485.57499999999982,497.82500000000039,474.05000000000047,488.30000000000035,null,0,0,0,440.55000000000035,514.02499999999975,null,2011,4,30,"42011",83.5,120.4,130.80000000000001,100.9,103.4,129,141,136,161.4,153.5,122,127.6,null,null,null,136,137.30000000000001,null,null,null,"2007-02-21",2,2007,"22007",52,0,0,0,0,0,0,0,0,0,0,0,0,0,0,0,0,0,null,2011,4,30,"42011",100,13.7,96.1,76.2,88,15.7,13.2,60.6,52.4,72.400000000000006,75.599999999999994,86.4,41.3,40.9,31.7,68.7,null,19.3,56.011764705882349,null,"LS",11,"East Pennines "]
[null,null,null,"2007-02-22",2,2007,"22007",53,430.03571428571377,464.55714285714271,436.94285714285718,385.24285714285685,448.67857142857139,478.45714285714297,null,495.15714285714319,495.85714285714357,495.43571428571408,508.22142857142899,483.77142857142906,498.31428571428609,null,0,0,0,449.68571428571465,524.43571428571408,null,2011,5,31,"52011",71.3,111.5,106.7,96.1,91.1,110.9,119.1,123.3,132.69999999999999,123.2,106.6,98.6,null,null,null,117.9,132.5,null,null,null,"2007-02-22",2,2007,"22007",53,0,0,0,0,0,0,0,0,0,0,0,0,0,0,0,0,0,null,2011,5,31,"52011",112,100.2,104.1,78,87.4,82.3,79.5,56.7,70.900000000000006,84.9,82,118.1,38.9,41.7,35.9,70.900000000000006,null,23.4,74.523529411764727,null,"LU",1,"London (Thames Valley) "]
[null,null,null,"2007-02-23",2,2007,"22007",54,438.64642857142803,473.71428571428555,445.48571428571432,392.48571428571398,457.63214285714281,488.21428571428584,null,504.96428571428606,505.91428571428645,505.29642857142835,518.61785714285759,493.49285714285764,508.32857142857182,null,0,0,0,458.82142857142895,534.84642857142842,null,2011,6,30,"62011",48.3,69.2,70.400000000000006,60.3,64.3,74.5,92.4,85.3,93.4,84.2,64.8,60.6,null,null,null,88.5,99.4,null,null,null,"2007-02-23",2,2007,"22007",54,0,0,0,0,0,0,0,0,0,0,0,0,0,0,0,0,0,null,2011,6,30,"62011",151.30000000000001,118.6,143.6,126.3,129,86,78.2,102,110.5,131.9,138.5,158.4,74.099999999999994,77.8,69.099999999999994,112.4,null,50.2,109.28823529411765,null,"M",7,"West Pennines "]
[null,null,null,"2007-02-24",2,2007,"22007",55,447.2571428571423,482.8714285714284,454.02857142857147,399.72857142857112,466.58571428571423,497.9714285714287,null,514.77142857142894,515.97142857142933,515.15714285714262,529.01428571428619,503.21428571428623,518.3428571428575,null,0,0,0,467.95714285714325,545.25714285714275,null,2011,7,31,"72011",24.4,43.2,46.4,32.200000000000003,32,47.8,60.4,52.3,62.3,60.6,39.799999999999997,42,null,null,null,52,61.5,null,null,null,"2007-02-24",2,2007,"22007",55,0,0,0,0,0,0,0,0,0,0,0,0,0,0,0,0,0,null,2011,7,31,"72011",187.8,160.30000000000001,184.3,176,173.2,132.19999999999999,127.8,150.80000000000001,133.19999999999999,157.30000000000001,169.9,173.2,139.19999999999999,130.1,100.8,152.80000000000001,null,89.8,149.33529411764709,null,"ME",2,"South Eastern "]
[null,null,null,"2007-02-25",2,2007,"22007",56,455.86785714285656,492.02857142857124,462.57142857142861,406.97142857142825,475.53928571428565,507.72857142857157,null,524.57857142857176,526.02857142857215,525.01785714285688,539.41071428571479,512.93571428571477,528.35714285714323,null,0,0,0,477.09285714285755,555.66785714285709,null,2011,8,31,"82011",20.5,36.700000000000003,38.700000000000003,33.200000000000003,33.6,41.3,55.5,55.9,58.8,61.7,37.5,40,null,null,null,46.7,58.6,null,null,null,"2007-02-25",2,2007,"22007",56,0,0,0,0,0,0,0,0,0,0,0,0,0,0,0,0,0,null,2011,8,31,"82011",189.8,194.2,183.4,158.80000000000001,160.9,172.1,172.6,127.3,133.69999999999999,155.1,163.9,194.2,99.7,103.3,91.3,139.5,null,76.3,148.0058823529412,null,"MK",1,"London (Thames Valley) "]
[null,null,null,"2007-02-26",2,2007,"22007",57,464.47857142857083,501.18571428571408,471.11428571428576,414.21428571428538,484.49285714285708,517.48571428571438,null,534.38571428571458,536.08571428571497,534.87857142857115,549.80714285714339,522.6571428571433,538.37142857142896,null,0,0,0,486.22857142857185,566.07857142857142,null,2011,9,30,"92011",29.7,48.3,44,26.3,37.4,45.9,57.2,61.4,64.5,64.2,41.3,42.7,null,null,null,51.8,65.7,null,null,null,"2007-02-26",2,2007,"22007",57,0,0,0,0,0,0,0,0,0,0,0,0,0,0,0,0,0,null,2011,9,30,"92011",160.6,206,160.19999999999999,149.5,144.9,169.4,157.4,115,116.8,130.5,140.80000000000001,167.8,80.400000000000006,86.8,81.8,126.1,null,68.099999999999994,133.06470588235294,null,"N",1,"London (Thames Valley) "]
[null,null,null,"2007-02-27",2,2007,"22007",58,473.0892857142851,510.34285714285693,479.6571428571429,421.45714285714251,493.4464285714285,527.24285714285725,null,544.19285714285741,546.14285714285779,544.73928571428542,560.20357142857199,532.37857142857183,548.3857142857147,null,0,0,0,495.36428571428615,576.48928571428576,null,2011,10,31,"102011",80.400000000000006,110.2,98.2,78.7,89.2,111.3,125,113.4,140.6,133.80000000000001,115.3,105.7,null,null,null,99.2,133.30000000000001,null,null,null,"2007-02-27",2,2007,"22007",58,0,0,0,0,0,0,0,0,0,0,0,0,0,0,0,0,0,null,2011,10,31,"102011",104.6,172.7,108.3,100.7,94.2,143.69999999999999,144.4,63.8,61,67.7,76.5,104.7,39.299999999999997,39.799999999999997,32.5,86.9,null,26.8,86.329411764705881,null,"NE",9,"Borders "]
[null,null,null,"2007-02-28",2,2007,"22007",59,481.69999999999936,519.49999999999977,488.20000000000005,428.69999999999965,502.39999999999992,537.00000000000011,null,554.00000000000023,556.20000000000061,554.59999999999968,570.60000000000059,542.10000000000036,558.40000000000043,null,0,0,0,504.50000000000045,586.90000000000009,null,2011,11,30,"112011",153.69999999999999,175.4,147.9,109.4,157,194.3,192.4,171.8,194.8,210.9,200.6,174.9,null,null,null,153.19999999999999,189.9,null,null,null,"2007-02-28",2,2007,"22007",59,0,0,0,0,0,0,0,0,0,0,0,0,0,0,0,0,0,null,2011,11,30,"112011",25,109.7,37.6,45.2,26.3,93.9,87.9,18.600000000000001,17.5,16.100000000000001,14,24.3,10,9.6999999999999993,11.1,24.1,null,9.5,34.14705882352942,null,"NG",11,"East Pennines "]
[null,null,null,"2007-03-01",3,2007,"32007",60,488.81612903225744,527.49032258064494,496.05806451612909,435.82580645161255,510.23548387096764,545.42580645161297,null,562.82258064516157,564.59677419354898,563.64838709677383,579.36451612903284,550.66774193548429,566.70967741935522,null,0,0,0,513.0741935483876,596.09677419354853,null,2011,12,31,"122011",271.39999999999998,291.39999999999998,262.60000000000002,229.4,268.39999999999998,303.7,312.5,317.10000000000002,324.8,323.5,311.39999999999998,325.39999999999998,null,null,null,250.4,319.39999999999998,null,null,null,"2007-03-01",3,2007,"32007",60,5.8064516129032261E-2,5.4838709677419356E-2,1.935483870967742E-2,6.4516129032258064E-3,0,3.2258064516129032E-3,0,0,0,0,3.2258064516129032E-3,3.5483870967741936E-2,0,0,0,0,0,null,2011,12,31,"122011",3.4,30.3,4.2,5.6,1.8,17.3,23.7,1.6,4.5,3.5,2.9,2.4,2.8,2.7,3.1,5.0999999999999996,null,1.4,6.8411764705882359,null,"NN",6,"Midlands"]
[null,null,null,"2007-03-02",3,2007,"32007",61,495.93225806451551,535.48064516129011,503.91612903225814,442.95161290322545,518.07096774193542,553.85161290322583,null,571.6451612903229,572.99354838709735,572.69677419354798,588.12903225806508,559.23548387096821,575.01935483871,null,0,0,0,521.64838709677474,605.29354838709696,null,2012,1,31,{"$f":"AD180&AC180","v":"12012"},276.5,300.2,284.39999999999998,245.7,288.60000000000002,319.8,326.10000000000002,326.8,325.3,346.3,322.7,322.7,null,null,null,274.10000000000002,303.7,null,null,null,"2007-03-02",3,2007,"32007",61,0.11612903225806452,0.10967741935483871,3.870967741935484E-2,1.2903225806451613E-2,0,6.4516129032258064E-3,0,0,0,0,6.4516129032258064E-3,7.0967741935483872E-2,0,0,0,0,0,null,2012,1,31,{"$f":"BY180&BX180","v":"12012"},1.8,4,2.6,3.1,0.5,2.2000000000000002,0.2,0,0.4,0.1,0.2,0.8,0,0,0.1,0.5,null,0,0.97058823529411764,null,"NP",5,"Severn Valley "]
[null,null,null,"2007-03-03",3,2007,"32007",62,503.04838709677358,543.47096774193528,511.77419354838719,450.07741935483836,525.9064516129032,562.27741935483868,null,580.46774193548424,581.39032258064572,581.74516129032213,596.89354838709733,567.80322580645213,583.32903225806479,null,0,0,0,530.22258064516188,614.4903225806454,null,2012,2,29,"22012",317.8,342.2,320.3,278.7,316.3,340.2,336.3,306.5,287.2,337.5,336.7,357.7,null,null,null,302.10000000000002,264.89999999999998,null,null,null,"2007-03-03",3,2007,"32007",62,0.17419354838709677,0.16451612903225807,5.8064516129032261E-2,1.935483870967742E-2,0,9.6774193548387101E-3,0,0,0,0,9.6774193548387101E-3,0.1064516129032258,0,0,0,0,0,null,2012,2,29,"22012",4.8,2.2999999999999998,3.5,2.1,0.9,0.3,3,0.3,6.7,4.0999999999999996,3.4,6,1.7,3.1,5.5,2.6,null,1.5,3.047058823529412,null,"NR",12,"East Anglia "]
[null,null,null,"2007-03-04",3,2007,"32007",63,510.16451612903165,551.46129032258045,519.63225806451624,457.20322580645126,533.74193548387098,570.70322580645154,null,589.29032258064558,589.78709677419408,590.79354838709628,605.65806451612957,576.37096774193606,591.63870967741957,null,0,0,0,538.79677419354903,623.68709677419383,null,2012,3,31,"32012",194.7,228.6,232.5,186.7,208.1,237.6,230.7,216.5,236.9,241.7,231.4,247,null,null,null,214.2,218.4,null,null,null,"2007-03-04",3,2007,"32007",63,0.23225806451612904,0.21935483870967742,7.7419354838709681E-2,2.5806451612903226E-2,0,1.2903225806451613E-2,0,0,0,0,1.2903225806451613E-2,0.14193548387096774,0,0,0,0,0,null,2012,3,31,"32012",30.5,4.8,32.9,23.5,27.2,3.1,27.1,20.2,26.3,29.9,24.4,22.9,16.8,21.2,22.6,23.3,null,9.3000000000000007,21.529411764705884,null,"NW",1,"London (Thames Valley) "]
[null,null,null,"2007-03-05",3,2007,"32007",64,517.28064516128973,559.45161290322562,527.49032258064528,464.32903225806416,541.57741935483875,579.1290322580644,null,598.11290322580692,598.18387096774245,599.84193548387043,614.42258064516182,584.93870967741998,599.94838709677435,null,0,0,0,547.37096774193617,632.88387096774227,null,2012,4,30,"42012",194.1,225.5,232,206.2,180.8,255.6,256.3,253.4,257.7,266.8,243.2,233.7,null,null,null,249.6,257.60000000000002,null,null,null,"2007-03-05",3,2007,"32007",64,0.29032258064516131,0.27419354838709675,9.6774193548387094E-2,3.2258064516129031E-2,0,1.6129032258064516E-2,0,0,0,0,1.6129032258064516E-2,0.17741935483870969,0,0,0,0,0,null,2012,4,30,"42012",12.2,26.8,11.9,7,6.2,25.5,6.2,2.2999999999999998,2.2000000000000002,4,4.9000000000000004,9.1999999999999993,1.6,1.6,0.5,4.9000000000000004,null,0,7.4705882352941178,null,"OL",7,"West Pennines "]
[null,null,null,"2007-03-06",3,2007,"32007",65,524.3967741935478,567.44193548387079,535.34838709677433,471.45483870967706,549.41290322580653,587.55483870967726,null,606.93548387096826,606.58064516129082,608.89032258064458,623.18709677419406,593.5064516129039,608.25806451612914,null,0,0,0,555.94516129032331,642.0806451612907,null,2012,5,31,"52012",98.9,121,123.3,110.6,115.8,144.80000000000001,149.6,164.8,191.2,171.8,141.69999999999999,134,null,null,null,147.30000000000001,164.2,null,null,null,"2007-03-06",3,2007,"32007",65,0.34838709677419355,0.32903225806451608,0.11612903225806451,3.870967741935484E-2,0,1.935483870967742E-2,0,0,0,0,1.935483870967742E-2,0.21290322580645163,0,0,0,0,0,null,2012,5,31,"52012",110.9,16.100000000000001,115.5,85.8,95.7,5.6,88.4,69.5,41.3,71.7,87.1,93.6,54.2,45.8,39.799999999999997,77.5,null,32.700000000000003,66.54117647058824,null,"OX",1,"London (Thames Valley) "]
[null,null,null,"2007-03-07",{"$f":"MONTH(D185)","v":3},{"$f":"YEAR(D185)","v":2007},{"$f":"E185&F185","v":"32007"},66,{"$f":"SUMIF($AF$268:$AF$411,$G185,AG$268:AG$411)+I184","v":531.51290322580587},{"$f":"SUMIF($AF$268:$AF$411,$G185,AH$268:AH$411)+J184","v":575.43225806451596},{"$f":"SUMIF($AF$268:$AF$411,$G185,AI$268:AI$411)+K184","v":543.20645161290338},{"$f":"SUMIF($AF$268:$AF$411,$G185,AJ$268:AJ$411)+L184","v":478.58064516128997},{"$f":"SUMIF($AF$268:$AF$411,$G185,AK$268:AK$411)+M184","v":557.24838709677431},{"$f":"SUMIF($AF$268:$AF$411,$G185,AL$268:AL$411)+N184","v":595.98064516129011},null,{"$f":"SUMIF($AF$268:$AF$411,$G185,AM$268:AM$411)+P184","v":615.75806451612959},{"$f":"SUMIF($AF$268:$AF$411,$G185,AN$268:AN$411)+Q184","v":614.97741935483918},{"$f":"SUMIF($AF$268:$AF$411,$G185,AO$268:AO$411)+R184","v":617.93870967741873},{"$f":"SUMIF($AF$268:$AF$411,$G185,AP$268:AP$411)+S184","v":631.95161290322631},{"$f":"SUMIF($AF$268:$AF$411,$G185,AQ$268:AQ$411)+T184","v":602.07419354838783},{"$f":"SUMIF($AF$268:$AF$411,$G185,AR$268:AR$411)+U184","v":616.56774193548392},null,{"$f":"SUMIF($AF$268:$AF$411,$G185,AS$268:AS$411)+W184","v":0},{"$f":"SUMIF($AF$268:$AF$411,$G185,AT$268:AT$411)+X184","v":0},{"$f":"SUMIF($AF$268:$AF$411,$G185,AU$268:AU$411)+Y184","v":0},{"$f":"SUMIF($AF$268:$AF$411,$G185,AV$268:AV$411)+Z184","v":564.51935483871046},{"$f":"SUMIF($AF$268:$AF$411,$G185,AW$268:AW$411)+AA184","v":651.27741935483914},null,2012,6,30,"62012",46.3,64,53.3,56.9,54.3,79.7,72.2,90.5,114.9,87.8,75.099999999999994,70.5,null,null,null,79.3,98.6,null,null,null,"2007-03-07",{"$f":"MONTH(BA185)","v":3},{"$f":"YEAR(BA185)","v":2007},{"$f":"BB185&BC185","v":"32007"},66,{"$f":"SUMIF($AF$268:$AF$411,$G185,CB$441:CB$522)+BF184","v":0.40645161290322579},{"$f":"SUMIF($AF$268:$AF$411,$G185,CC$441:CC$522)+BG184","v":0.38387096774193541},{"$f":"SUMIF($AF$268:$AF$411,$G185,CD$441:CD$522)+BH184","v":0.13548387096774192},{"$f":"SUMIF($AF$268:$AF$411,$G185,CE$441:CE$522)+BI184","v":4.5161290322580649E-2},{"$f":"SUMIF($AF$268:$AF$411,$G185,CF$441:CF$522)+BJ184","v":0},{"$f":"SUMIF($AF$268:$AF$411,$G185,CG$441:CG$522)+BK184","v":2.2580645161290325E-2},{"$f":"SUMIF($AF$268:$AF$411,$G185,CH$441:CH$522)+BL184","v":0},{"$f":"SUMIF($AF$268:$AF$411,$G185,CI$441:CI$522)+BM184","v":0},{"$f":"SUMIF($AF$268:$AF$411,$G185,CJ$441:CJ$522)+BN184","v":0},{"$f":"SUMIF($AF$268:$AF$411,$G185,CK$441:CK$522)+BO184","v":0},{"$f":"SUMIF($AF$268:$AF$411,$G185,CL$441:CL$522)+BP184","v":2.2580645161290325E-2},{"$f":"SUMIF($AF$268:$AF$411,$G185,CM$441:CM$522)+BQ184","v":0.24838709677419357},{"$f":"SUMIF($AF$268:$AF$411,$G185,CN$441:CN$522)+BR184","v":0},{"$f":"SUMIF($AF$268:$AF$411,$G185,CO$441:CO$522)+BS184","v":0},{"$f":"SUMIF($AF$268:$AF$411,$G185,CP$441:CP$522)+BT184","v":0},{"$f":"SUMIF($AF$268:$AF$411,$G185,CQ$441:CQ$522)+BU184","v":0},{"$f":"SUMIF($AF$268:$AF$411,$G185,CR$441:CR$522)+BV184","v":0},null,2012,6,30,"62012",128.80000000000001,117.7,124.6,101.5,109.8,95.1,102.1,82.4,82.6,93.5,100.3,129.9,64.3,57.3,37,95.9,null,30.4,91.364705882352951,null,"PE",12,{"$f":"VLOOKUP(CW185,$CU$96:$CV$113,2)","v":"East Anglia "}]
[null,null,null,"2007-03-08",3,2007,"32007",67,538.62903225806394,583.42258064516113,551.06451612903243,485.70645161290287,565.08387096774209,604.40645161290297,null,624.58064516129093,623.37419354838755,626.98709677419288,640.71612903225855,610.64193548387175,624.87741935483871,null,0,0,0,573.0935483870976,660.47419354838757,null,2012,7,31,"72012",20.6,40.1,38.799999999999997,33.799999999999997,33.6,47,44,46.1,65,52.7,37.5,39.6,null,null,null,55.4,61.1,null,null,null,"2007-03-08",3,2007,"32007",67,0.46451612903225803,0.43870967741935474,0.15483870967741933,5.1612903225806459E-2,0,2.5806451612903229E-2,0,0,0,0,2.5806451612903229E-2,0.28387096774193549,0,0,0,0,0,null,2012,7,31,"72012",190.5,141.69999999999999,179.8,157.19999999999999,164.8,105.7,161.6,141.19999999999999,145.80000000000001,150.9,164.2,185.2,105.6,105.4,90.4,140.6,null,64.400000000000006,140.88235294117646,null,"PL",4,"South Western "]
[null,null,null,"2007-03-09",3,2007,"32007",68,545.74516129032202,591.4129032258063,558.92258064516147,492.83225806451577,572.91935483870986,612.83225806451583,null,633.40322580645227,631.77096774193592,636.03548387096703,649.48064516129079,619.20967741935567,633.18709677419349,null,0,0,0,581.66774193548474,669.67096774193601,null,2012,8,31,"82012",14.5,27.9,23.1,13.2,17.899999999999999,33.200000000000003,31,36.1,45.9,42.1,29.2,23.5,null,null,null,24.8,30.3,null,null,null,"2007-03-09",3,2007,"32007",68,0.52258064516129032,0.49354838709677407,0.17419354838709675,5.8064516129032268E-2,0,2.9032258064516134E-2,0,0,0,0,2.9032258064516134E-2,0.3193548387096774,0,0,0,0,0,null,2012,8,31,"82012",229.5,197.9,221.3,190.9,200.4,166.4,188.7,167.8,172.7,173.9,189.6,228.3,139.4,137.80000000000001,128,174.1,null,98.7,176.78823529411767,null,"PO",3,"Southern "]
[null,null,null,"2007-03-10",3,2007,"32007",69,552.86129032258009,599.40322580645147,566.78064516129052,499.95806451612867,580.75483870967764,621.25806451612868,null,642.22580645161361,640.16774193548429,645.08387096774118,658.24516129032304,627.77741935483959,641.49677419354828,null,0,0,0,590.24193548387188,678.86774193548445,null,2012,9,30,"92012",60,94.4,88.4,63.3,77,107.4,106.3,96.1,96.6,111,92.1,88,null,null,null,86.9,103.1,null,null,null,"2007-03-10",3,2007,"32007",69,0.58064516129032262,0.54838709677419339,0.19354838709677416,6.4516129032258077E-2,0,3.2258064516129038E-2,0,0,0,0,3.2258064516129038E-2,0.35483870967741932,0,0,0,0,0,null,2012,9,30,"92012",116.1,238.1,116.4,103.3,99.3,191,85.9,76.099999999999994,91.5,87.6,92,114.7,57.1,64.5,70.7,79.7,null,40.9,101.46470588235293,null,"PR",7,"West Pennines "]
[null,null,null,"2007-03-11",3,2007,"32007",70,559.97741935483816,607.39354838709664,574.63870967741957,507.08387096774157,588.59032258064542,629.68387096774154,null,651.04838709677495,648.56451612903265,654.13225806451533,667.00967741935528,636.34516129032352,649.80645161290306,null,0,0,0,598.81612903225903,688.06451612903288,null,2012,10,31,"102012",139.5,162.30000000000001,140.5,119.3,162.69999999999999,202.1,195.1,218.4,218.5,224.5,195.4,179.3,null,null,null,156.6,214.7,null,null,null,"2007-03-11",3,2007,"32007",70,0.63870967741935492,0.60322580645161272,0.21290322580645157,7.0967741935483886E-2,0,3.5483870967741943E-2,0,0,0,0,3.5483870967741943E-2,0.39032258064516123,0,0,0,0,0,null,2012,10,31,"102012",37.1,124.8,52.5,45.7,35.200000000000003,92.1,21.9,16.399999999999999,18.2,12.5,17.2,37.4,4.0999999999999996,5.4,5.4,21.2,null,2.4,32.323529411764696,null,"RG",1,"London (Thames Valley) "]
[null,null,null,"2007-03-12",3,2007,"32007",71,567.09354838709623,615.38387096774181,582.49677419354862,514.20967741935453,596.4258064516132,638.1096774193544,null,659.87096774193628,656.96129032258102,663.18064516128948,675.77419354838753,644.91290322580744,658.11612903225785,null,0,0,0,607.39032258064617,697.26129032258132,null,2012,11,30,"112012",233.6,259.39999999999998,230.6,212.9,253.7,285,274.5,266.8,271.39999999999998,288.5,272.2,274.89999999999998,null,null,null,248.9,288.60000000000002,null,null,null,"2007-03-12",3,2007,"32007",71,0.69677419354838721,0.65806451612903205,0.23225806451612899,7.7419354838709695E-2,0,3.8709677419354847E-2,0,0,0,0,3.8709677419354847E-2,0.42580645161290315,0,0,0,0,0,null,2012,11,30,"112012",2.9,50.9,5.9,6.5,4.5,22.6,4,2.8,7.5,2.6,3.1,3.2,2.7,1.8,2.2999999999999998,4.0999999999999996,null,0.4,7.5176470588235276,null,"RH",2,"South Eastern "]
[null,null,null,"2007-03-13",3,2007,"32007",72,574.20967741935431,623.37419354838698,590.35483870967767,521.33548387096744,604.26129032258098,646.53548387096725,null,668.69354838709762,665.35806451612939,672.22903225806363,684.53870967741977,653.48064516129136,666.42580645161263,null,0,0,0,615.96451612903331,706.45806451612975,null,2012,12,31,{"$f":"AD191&AC191","v":"122012"},301.5,324.5,295.39999999999998,253.8,301.5,347,347,349.3,341.3,364.2,350.6,345.2,null,null,null,284.8,342.4,null,null,null,"2007-03-13",3,2007,"32007",72,0.75483870967741951,0.71290322580645138,0.25161290322580643,8.3870967741935504E-2,0,4.1935483870967752E-2,0,0,0,0,4.1935483870967752E-2,0.46129032258064506,0,0,0,0,0,null,2012,12,31,"122012",0,3.8,0,0,0,3.6,0,0,0,0,0,0,0,0,0,0,null,0,0.43529411764705883,null,"RM",1,"London (Thames Valley) "]
[null,null,null,"2007-03-14",3,2007,"32007",73,581.32580645161238,631.36451612903215,598.21290322580671,528.46129032258034,612.09677419354875,654.96129032258011,null,677.51612903225896,673.75483870967776,681.27741935483778,693.30322580645202,662.04838709677529,674.73548387096741,null,0,0,0,624.53870967742046,715.65483870967819,null,2013,1,31,"12013",348.6,367.4,325.60000000000002,285.3,342.3,384,371,351.2,349.2,381.2,389,416.8,null,null,null,324.89999999999998,335.2,null,null,null,"2007-03-14",3,2007,"32007",73,0.8129032258064518,0.76774193548387071,0.27096774193548384,9.0322580645161313E-2,0,4.5161290322580656E-2,0,0,0,0,4.5161290322580656E-2,0.49677419354838698,0,0,0,0,0,null,2013,1,31,"12013",null,null,null,null,null,null,null,null,null,null,null,null,null,null,null,null,null,null,{"$error":"#DIV/0!"},null,"S",11,"East Pennines "]
[null,null,null,"2007-03-15",3,2007,"32007",74,588.44193548387045,639.35483870967732,606.07096774193576,535.58709677419324,619.93225806451653,663.38709677419297,null,686.3387096774203,682.15161290322612,690.32580645161192,702.06774193548426,670.61612903225921,683.0451612903222,null,0,0,0,633.1129032258076,724.85161290322662,null,2013,2,29,"22013",324.7,347.9,325.5,282,234.6,358.2,349,332.5,326.3,351.9,353.2,353.2,null,null,null,313.3,317.3,null,null,null,"2007-03-15",3,2007,"32007",74,0.8709677419354841,0.82258064516129004,0.29032258064516125,9.6774193548387122E-2,0,4.8387096774193561E-2,0,0,0,0,4.8387096774193561E-2,0.53225806451612889,0,0,0,0,0,null,2013,2,29,"22013",null,null,null,null,null,null,null,null,null,null,null,null,null,null,null,null,null,null,{"$error":"#DIV/0!"},null,"SA",16,"Wales "]
[null,null,null,"2007-03-16",3,2007,"32007",75,595.55806451612852,647.34516129032249,613.92903225806481,542.71290322580614,627.76774193548431,671.81290322580583,null,695.16129032258164,690.54838709677449,699.37419354838607,710.83225806451651,679.18387096774313,691.35483870967698,null,0,0,0,641.68709677419474,734.04838709677506,null,2013,3,31,"32013",356.1,375.9,359.2,320.5,358.3,411.9,401,403.7,395.2,408.4,408,389.2,null,null,null,365,383.6,null,null,null,"2007-03-16",3,2007,"32007",75,0.92903225806451639,0.87741935483870936,0.30967741935483867,0.10322580645161293,0,5.1612903225806465E-2,0,0,0,0,5.1612903225806465E-2,0.56774193548387086,0,0,0,0,0,null,2013,3,31,"32013",null,null,null,null,null,null,null,null,null,null,null,null,null,null,null,null,null,null,{"$error":"#DIV/0!"},null,"SE",1,"London (Thames Valley) "]
[null,null,null,"2007-03-17",3,2007,"32007",76,602.6741935483866,655.33548387096766,621.78709677419386,549.83870967741905,635.60322580645209,680.23870967741868,null,703.98387096774297,698.94516129032286,708.42258064516022,719.59677419354875,687.75161290322706,699.66451612903177,null,0,0,0,650.26129032258189,743.24516129032349,null,2013,4,30,"42013",201.3,233.2,241.5,223.6,211.8,244.2,244,253.9,253,256.8,234.1,237.4,null,null,null,245.9,252.7,null,null,null,"2007-03-17",3,2007,"32007",76,0.98709677419354869,0.93225806451612869,0.32903225806451608,0.10967741935483874,0,5.483870967741937E-2,0,0,0,0,5.483870967741937E-2,0.60322580645161283,0,0,0,0,0,null,2013,4,30,"42013",null,null,null,null,null,null,null,null,null,null,null,null,null,null,null,null,null,null,{"$error":"#DIV/0!"},null,"SG",1,"London (Thames Valley) "]
[null,null,null,"2007-03-18",3,2007,"32007",77,609.79032258064467,663.32580645161283,629.6451612903229,556.96451612903195,643.43870967741987,688.66451612903154,null,712.80645161290431,707.34193548387123,717.47096774193437,728.361290322581,696.31935483871098,707.97419354838655,null,0,0,0,658.83548387096903,752.44193548387193,null,2013,5,31,"52013",121.9,156.4,143.6,152.69999999999999,146.80000000000001,170.6,163.30000000000001,164.4,186.6,160.19999999999999,152.69999999999999,165,null,null,null,191.1,169.3,null,null,null,"2007-03-18",3,2007,"32007",77,1.0451612903225809,0.98709677419354802,0.34838709677419349,0.11612903225806455,0,5.8064516129032274E-2,0,0,0,0,5.8064516129032274E-2,0.6387096774193548,0,0,0,0,0,null,2013,5,31,{"$f":"BY196&BX196","v":"52013"},null,null,null,null,null,null,null,null,null,null,null,null,null,null,null,null,null,null,{"$error":"#DIV/0!"},null,"SK",7,"West Pennines "]
[null,null,null,"2007-03-19",3,2007,"32007",78,616.90645161290274,671.316129032258,637.50322580645195,564.09032258064485,651.27419354838764,697.0903225806444,null,721.62903225806565,715.73870967741959,726.51935483870852,737.12580645161324,704.8870967741949,716.28387096774134,null,0,0,0,667.40967741935617,761.63870967742037,null,2013,6,30,"62013",42.9,68.400000000000006,54.6,56,52.8,75.5,72.8,69.8,101,82.7,71.2,74.8,null,null,null,85.8,70.900000000000006,null,null,null,"2007-03-19",3,2007,"32007",78,1.1032258064516132,1.0419354838709673,0.36774193548387091,0.12258064516129036,0,6.1290322580645179E-2,0,0,0,0,6.1290322580645179E-2,0.67419354838709677,0,0,0,0,0,null,2013,6,30,"62013",null,null,null,null,null,null,null,null,null,null,null,null,null,null,null,null,null,null,{"$error":"#DIV/0!"},null,"SL",1,"London (Thames Valley) "]
[null,null,null,"2007-03-20",3,2007,"32007",79,624.02258064516082,679.30645161290317,645.361290322581,571.21612903225775,659.10967741935542,705.51612903225725,null,730.45161290322699,724.13548387096796,735.56774193548267,745.89032258064549,713.45483870967882,724.59354838709612,null,0,0,0,675.98387096774331,770.8354838709688,null,2013,7,31,"72013",9.4,26.9,25.5,16.100000000000001,11.7,24.9,22.8,20.399999999999999,25.6,28.8,17.100000000000001,23.6,null,null,null,23.3,20.3,null,null,null,"2007-03-20",3,2007,"32007",79,1.1612903225806455,1.0967741935483868,0.38709677419354832,0.12903225806451615,0,6.4516129032258077E-2,0,0,0,0,6.4516129032258077E-2,0.70967741935483875,0,0,0,0,0,null,2013,7,31,"72013",null,null,null,null,null,null,null,null,null,null,null,null,null,null,null,null,null,null,{"$error":"#DIV/0!"},null,"SM",1,"London (Thames Valley) "]
[null,null,null,"2007-03-21",3,2007,"32007",80,631.13870967741889,687.29677419354834,653.21935483871005,578.34193548387066,666.9451612903232,713.94193548387011,null,739.27419354838833,732.53225806451633,744.61612903225682,754.65483870967773,722.02258064516275,732.90322580645091,null,0,0,0,684.55806451613046,780.03225806451724,null,2013,8,31,"82013",12.1,28.1,33.6,18.100000000000001,16.399999999999999,29.1,30.4,28.9,34.1,38.200000000000003,21.7,24,null,null,null,22.3,26.5,null,null,null,"2007-03-21",3,2007,"32007",80,1.2193548387096778,1.1516129032258062,0.40645161290322573,0.13548387096774195,0,6.7741935483870974E-2,0,0,0,0,6.7741935483870974E-2,0.74516129032258072,0,0,0,0,0,null,2013,8,31,"82013",null,null,null,null,null,null,null,null,null,null,null,null,null,null,null,null,null,null,{"$error":"#DIV/0!"},null,"SN",5,"Severn Valley "]
[null,null,null,"2007-03-22",3,2007,"32007",81,638.25483870967696,695.28709677419351,661.07741935483909,585.46774193548356,674.78064516129098,722.36774193548297,null,748.09677419354966,740.92903225806469,753.66451612903097,763.41935483870998,730.59032258064667,741.21290322580569,null,0,0,0,693.1322580645176,789.22903225806567,null,2013,9,30,"92013",51,75.099999999999994,69,39.799999999999997,51.3,71.900000000000006,83.4,86,92.5,100.9,71.900000000000006,78.400000000000006,null,null,null,57.6,77.7,null,null,null,"2007-03-22",3,2007,"32007",81,1.2774193548387101,1.2064516129032257,0.42580645161290315,0.14193548387096774,0,7.0967741935483872E-2,0,0,0,0,7.0967741935483872E-2,0.78064516129032269,0,0,0,0,0,null,2013,9,30,"92013",null,null,null,null,null,null,null,null,null,null,null,null,null,null,null,null,null,null,{"$error":"#DIV/0!"},null,"SO",3,"Southern "]
[null,null,null,"2007-03-23",3,2007,"32007",82,645.37096774193503,703.27741935483868,668.93548387096814,592.59354838709646,682.61612903225875,730.79354838709583,null,756.919354838711,749.32580645161306,762.71290322580512,772.18387096774222,739.15806451613059,749.52258064516047,null,0,0,0,701.70645161290474,798.42580645161411,null,2013,10,31,"102013",76.099999999999994,101,92.1,63,83.3,103.5,102.7,113.5,123.8,122.4,101.2,101.3,null,null,null,88.3,128.30000000000001,null,null,null,"2007-03-23",3,2007,"32007",82,1.3354838709677423,1.2612903225806451,0.44516129032258056,0.14838709677419354,0,7.4193548387096769E-2,0,0,0,0,7.4193548387096769E-2,0.81612903225806466,0,0,0,0,0,null,2013,10,31,"102013",null,null,null,null,null,null,null,null,null,null,null,null,null,null,null,null,null,null,{"$error":"#DIV/0!"},null,"SP",5,"Severn Valley "]
[null,null,null,"2007-03-24",3,2007,"32007",83,652.48709677419311,711.26774193548385,676.79354838709719,599.71935483870936,690.45161290322653,739.21935483870868,null,765.74193548387234,757.72258064516143,771.76129032257927,780.94838709677447,747.72580645161452,757.83225806451526,null,0,0,0,710.28064516129189,807.62258064516254,null,2013,11,30,"112013",238.5,262.10000000000002,261,221,259.89999999999998,279.8,286.60000000000002,304.89999999999998,282.5,309.39999999999998,282.3,285.7,null,null,null,229.3,287.8,null,null,null,"2007-03-24",3,2007,"32007",83,1.3935483870967746,1.3161290322580645,0.46451612903225797,0.15483870967741933,0,7.7419354838709667E-2,0,0,0,0,7.7419354838709667E-2,0.85161290322580663,0,0,0,0,0,null,null,null,null,null,{"$f":"SUM(CB156:CB201)/3","v":977.10000000000025},1021.5666666666669,956.86666666666679,848.4,851.3333333333336,829.79999999999984,795.6,651.13333333333333,665.5333333333333,748.66666666666652,793.30000000000007,948.33333333333337,508.79999999999995,516.5333333333333,442.8,711.0999999999998,0,353.59999999999997,{"$f":"SUM(CT132:CT191)/5","v":754.71529411764709},null,"SR",10,"North Eastern "]
[null,null,null,"2007-03-25",3,2007,"32007",84,659.60322580645118,719.25806451612902,684.65161290322624,606.84516129032227,698.28709677419431,747.64516129032154,null,774.56451612903368,766.1193548387098,780.80967741935342,789.71290322580671,756.29354838709844,766.14193548387004,null,0,0,0,718.85483870967903,816.81935483871098,null,2013,12,31,"122013",267.5,303.3,281.8,228.7,265.8,287.10000000000002,283.3,260.3,288.2,304.7,302.89999999999998,307.3,null,null,null,257.3,281.7,null,null,null,"2007-03-25",3,2007,"32007",84,1.4516129032258069,1.370967741935484,0.48387096774193539,0.16129032258064513,0,8.0645161290322565E-2,0,0,0,0,8.0645161290322565E-2,0.8870967741935486,0,0,0,0,0,null,"COOLING DEGREE DAYS TO BASE 15.5  Source DEC CIP File Oct 2012",null,null,null,null,null,null,null,null,null,null,null,null,null,null,null,null,null,null,null,null,null,null,null,"SS",12,"East Anglia "]
[null,null,null,"2007-03-26",3,2007,"32007",85,666.71935483870925,727.2483870967742,692.50967741935528,613.97096774193517,706.12258064516209,756.0709677419344,null,783.38709677419502,774.51612903225816,789.85806451612757,798.47741935483896,764.86129032258236,774.45161290322483,null,0,0,0,727.42903225806617,826.01612903225941,null,2014,1,31,"12014",268,291.89999999999998,282,250.4,286.5,308.39999999999998,297,298.2,329.6,331,321.7,310,null,null,null,288.60000000000002,322.89999999999998,null,null,null,"2007-03-26",3,2007,"32007",85,1.5096774193548392,1.4258064516129034,0.50322580645161286,0.16774193548387092,0,8.3870967741935462E-2,0,0,0,0,8.3870967741935462E-2,0.92258064516129057,0,0,0,0,0,null,null,null,null,null,null,null,null,null,null,null,null,null,null,null,null,null,null,null,null,null,null,null,null,null,"ST",6,"Midlands"]
[null,null,null,"2007-03-27",3,2007,"32007",86,673.83548387096732,735.23870967741937,700.36774193548433,621.09677419354807,713.95806451612987,764.49677419354725,null,792.20967741935635,782.91290322580653,798.90645161290172,807.2419354838712,773.42903225806629,782.76129032257961,null,0,0,0,736.00322580645332,835.21290322580785,null,2014,2,29,"22014",224,244.9,233.3,225.6,248.2,259.7,256,263.60000000000002,272.10000000000002,272.39999999999998,268.89999999999998,251.5,null,null,null,265.10000000000002,285.89999999999998,null,null,null,"2007-03-27",3,2007,"32007",86,1.5677419354838715,1.4806451612903229,0.52258064516129032,0.17419354838709672,0,8.709677419354836E-2,0,0,0,0,8.709677419354836E-2,0.95806451612903254,0,0,0,0,0,null,"Year","Month","No. Days",null,1,2,3,4,5,6,7,8,9,10,11,12,13,14,15,16,17,null,null,null,"SW",1,"London (Thames Valley) "]
[null,null,null,"2007-03-28",3,2007,"32007",87,680.9516129032254,743.22903225806454,708.22580645161338,628.22258064516097,721.79354838709764,772.92258064516011,null,801.03225806451769,791.3096774193549,807.95483870967587,816.00645161290345,781.99677419355021,791.0709677419344,null,0,0,0,744.57741935484046,844.40967741935629,null,2014,3,31,"32014",200.8,240.5,239.6,214.9,239.7,242.1,256,250.7,260.10000000000002,271.39999999999998,242.8,245.5,null,null,null,252.3,269.5,null,null,null,"2007-03-28",3,2007,"32007",87,1.6258064516129038,1.5354838709677423,0.54193548387096779,0.18064516129032251,0,9.0322580645161257E-2,0,0,0,0,9.0322580645161257E-2,0.99354838709677451,0,0,0,0,0,null,2007,1,31,{"$f":"BY206&BX206","v":"12007"},0,0,0,0,0,0,0,0,0,0,0,0,null,null,null,0,0,null,null,null,"SY",16,"Wales "]
[null,null,null,"2007-03-29",3,2007,"32007",88,688.06774193548347,751.21935483870971,716.08387096774243,635.34838709677388,729.62903225806542,781.34838709677297,null,809.85483870967903,799.70645161290327,817.00322580645002,824.77096774193569,790.56451612903413,799.38064516128918,null,0,0,0,753.1516129032276,853.60645161290472,null,2014,4,30,"42014",119.4,149.69999999999999,164.3,146.6,146.80000000000001,161.5,153.80000000000001,164.9,199.4,179.3,155.4,144.1,null,null,null,171.7,155.9,null,null,null,"2007-03-29",3,2007,"32007",88,1.6838709677419361,1.5903225806451617,0.56129032258064526,0.18709677419354831,0,9.3548387096774155E-2,0,0,0,0,9.3548387096774155E-2,1.0290322580645164,0,0,0,0,0,null,2007,2,28,"22007",0,0,0,0,0,0,0,0,0,0,0,0,null,null,null,0,0,null,null,null,"TA",5,"Severn Valley "]
[null,null,null,"2007-03-30",3,2007,"32007",89,695.18387096774154,759.20967741935488,723.94193548387148,642.47419354838678,737.4645161290332,789.77419354838582,null,818.67741935484037,808.10322580645163,826.05161290322417,833.53548387096794,799.13225806451806,807.69032258064397,null,0,0,0,761.72580645161474,862.80322580645316,null,2014,5,31,"52014",77.900000000000006,109.6,107.5,96.5,93.5,112.5,114,117.8,134.19999999999999,121.5,106.9,95.1,null,null,null,123.5,119.8,null,null,null,"2007-03-30",3,2007,"32007",89,1.7419354838709684,1.6451612903225812,0.58064516129032273,0.1935483870967741,0,9.6774193548387052E-2,0,0,0,0,9.6774193548387052E-2,1.0645161290322582,0,0,0,0,0,null,2007,3,31,"32007",1.8,1.7,0.6,0.2,0,0.1,0,0,0,0,0.1,1.1000000000000001,null,null,null,0,0,null,null,null,"TD",9,"Borders "]
[null,null,null,"2007-03-31",3,2007,"32007",90,702.29999999999961,767.2,731.80000000000052,649.59999999999968,745.30000000000098,798.19999999999868,null,827.50000000000171,816.5,835.09999999999832,842.30000000000018,807.70000000000198,815.99999999999875,null,0,0,0,770.30000000000189,872.00000000000159,null,2014,6,30,"62014",24.4,48.1,43.3,30.8,30.7,49.5,52,44,52.4,57.2,44.5,50.3,null,null,null,57,50.6,null,null,null,"2007-03-31",3,2007,"32007",90,1.8000000000000007,1.7000000000000006,0.6000000000000002,0.1999999999999999,0,9.999999999999995E-2,0,0,0,0,9.999999999999995E-2,1.1000000000000001,0,0,0,0,0,null,2007,4,30,"42007",30.4,24.1,27.9,9.6,20.399999999999999,12.2,9.3000000000000007,6,6.7,9.1999999999999993,9.8000000000000007,14.5,null,null,null,6.3,4.9000000000000004,null,null,null,"TF",6,"Midlands"]
[null,null,null,"2007-04-01",4,2007,"42007",91,705.52999999999963,771.58,736.20333333333383,653.38999999999965,749.05000000000098,803.07999999999868,null,832.67000000000166,821.5,840.59666666666499,847.67666666666685,812.28333333333535,820.7666666666654,null,0,0,0,775.41333333333523,876.97666666666828,null,2014,7,31,"72014",10.1,22.3,28.1,15.9,13.6,28.4,33,28.1,33.200000000000003,35.4,17,18.5,null,null,null,26,26.4,null,null,null,"2007-04-01",4,2007,"42007",91,2.8133333333333339,2.5033333333333339,1.5300000000000002,0.51999999999999991,0.67999999999999994,0.5066666666666666,0.31,0.2,0.22333333333333333,0.30666666666666664,0.42666666666666664,1.5833333333333335,0,0,0,0.21,0.16333333333333336,null,2007,5,31,"52007",29.7,21.4,24,11.2,16.3,12.3,9.8000000000000007,4.9000000000000004,3.6,8.5,10.4,16,null,null,null,4.8,7.3,null,null,null,"TN",2,"South Eastern "]
[null,null,null,"2007-04-02",4,2007,"42007",92,708.75999999999965,775.96,740.60666666666714,657.17999999999961,752.80000000000098,807.95999999999867,null,837.84000000000162,826.5,846.09333333333166,853.05333333333351,816.86666666666872,825.53333333333205,null,0,0,0,780.52666666666858,881.95333333333497,null,2014,8,31,"82014",27.4,50.6,50.2,32.9,39.5,50.1,50.5,57.9,62.5,60.2,43,44.3,null,null,null,40.799999999999997,58,null,null,null,"2007-04-02",4,2007,"42007",92,3.8266666666666671,3.3066666666666671,2.46,0.83999999999999986,1.3599999999999999,0.91333333333333322,0.62,0.4,0.44666666666666666,0.61333333333333329,0.75333333333333341,2.0666666666666669,0,0,0,0.42,0.32666666666666672,null,2007,6,30,"62007",67.2,52.1,45.5,28.5,45,38.700000000000003,41.8,35.6,3.6,29.8,33.799999999999997,39.1,null,null,null,15.4,23.5,null,null,null,"TQ",4,"South Western "]
[null,null,null,"2007-04-03",4,2007,"42007",93,711.98999999999967,780.34,745.01000000000045,660.96999999999957,756.55000000000098,812.83999999999867,null,843.01000000000158,831.5,851.58999999999833,858.43000000000018,821.45000000000209,830.2999999999987,null,0,0,0,785.64000000000192,886.93000000000166,null,2014,9,30,"92014",25.2,53.6,55.2,25.5,34,52.1,71.099999999999994,56.2,70.900000000000006,70.900000000000006,46.1,51.6,null,null,null,41.3,65.400000000000006,null,null,null,"2007-04-03",4,2007,"42007",93,4.84,4.1100000000000003,3.3899999999999997,1.1599999999999999,2.04,1.3199999999999998,0.92999999999999994,0.60000000000000009,0.66999999999999993,0.91999999999999993,1.08,2.5500000000000003,0,0,0,0.63,0.4900000000000001,null,2007,7,31,"72007",74.2,58.3,45.2,23.2,36.6,37.6,25.6,28.1,25.9,37,38.9,53.2,null,null,null,11.4,21.2,null,null,null,"TR",4,"South Western "]
[null,null,null,"2007-04-04",4,2007,"42007",94,715.21999999999969,784.72,749.41333333333375,664.75999999999954,760.30000000000098,817.71999999999866,null,848.18000000000154,836.5,857.086666666665,863.80666666666684,826.03333333333546,835.06666666666536,null,0,0,0,790.75333333333526,891.90666666666834,null,2014,10,31,"102014",64,90.6,86.1,59.8,83.1,107.1,114.7,121.4,120.5,134.69999999999999,108.4,93.8,null,null,null,100.5,140.4,null,null,null,"2007-04-04",4,2007,"42007",94,5.8533333333333335,4.913333333333334,4.3199999999999994,1.48,2.7199999999999998,1.7266666666666666,1.24,0.8,0.89333333333333331,1.2266666666666666,1.4066666666666667,3.0333333333333337,0,0,0,0.84,0.65333333333333343,null,2007,8,31,"82007",75.599999999999994,55.5,55,47.5,60.1,51.9,38,29.6,28.6,45.5,56.9,54.4,null,null,null,15.2,21.8,null,null,null,"TS",10,"North Eastern "]
[null,null,null,"2007-04-05",4,2007,"42007",95,718.4499999999997,789.1,753.81666666666706,668.5499999999995,764.05000000000098,822.59999999999866,null,853.3500000000015,841.5,862.58333333333167,869.18333333333351,830.61666666666883,839.83333333333201,null,0,0,0,795.86666666666861,896.88333333333503,null,2014,11,30,"112014",175.3,200.9,188.4,156.80000000000001,199.3,218.8,217.1,215.2,211.6,244.8,221.5,213.7,null,null,null,201.1,227.8,null,null,null,"2007-04-05",4,2007,"42007",95,6.8666666666666671,5.7166666666666677,5.2499999999999991,1.8,3.3999999999999995,2.1333333333333333,1.55,1,1.1166666666666667,1.5333333333333332,1.7333333333333334,3.5166666666666671,0,0,0,1.05,0.81666666666666676,null,2007,9,30,"92007",49.9,36.299999999999997,39.1,27,35.299999999999997,28.7,19.7,15.1,26.4,31.9,33,34,null,null,null,10.4,13.4,null,null,null,"TW",1,"London (Thames Valley) "]
[null,null,null,"2007-04-06",4,2007,"42007",96,721.67999999999972,793.48,758.22000000000037,672.33999999999946,767.80000000000098,827.47999999999865,null,858.52000000000146,846.5,868.07999999999834,874.56000000000017,835.20000000000221,844.59999999999866,null,0,0,0,800.98000000000195,901.86000000000172,null,2014,12,31,"122014",292.2,321.39999999999998,312.2,261.89999999999998,299.10000000000002,320.39999999999998,323.10000000000002,332.8,325.5,332.9,322,328.8,null,null,null,267,332.7,null,null,null,"2007-04-06",4,2007,"42007",96,7.8800000000000008,6.5200000000000014,6.1799999999999988,2.12,4.0799999999999992,2.54,1.86,1.2,1.34,1.8399999999999999,2.06,4,0,0,0,1.26,0.98000000000000009,null,2007,10,31,"102007",8,6.4,7.8,6.2,5.6,3.4,2.5,4.4000000000000004,1.9,5.3,3.4,4.0999999999999996,null,null,null,1,2.2999999999999998,null,null,null,"UB",1,"London (Thames Valley) "]
[null,null,null,"2007-04-07",4,2007,"42007",97,724.90999999999974,797.86,762.62333333333368,676.12999999999943,771.55000000000098,832.35999999999865,null,863.69000000000142,851.5,873.57666666666501,879.93666666666684,839.78333333333558,849.36666666666531,null,0,0,0,806.09333333333529,906.83666666666841,null,2015,1,31,"12015",312.8,342,310,266.39999999999998,313.8,344.6,343.8,347.9,343,356,347.5,371.2,null,null,null,305.7,357.4,null,null,null,"2007-04-07",4,2007,"42007",97,8.8933333333333344,7.323333333333335,7.1099999999999985,2.44,4.7599999999999989,2.9466666666666668,2.17,1.4,1.5633333333333335,2.1466666666666665,2.3866666666666667,4.4833333333333334,0,0,0,1.47,1.1433333333333335,null,2007,11,30,"112007",1.2,1.2,0.6,0.2,0.4,0.5,0.1,0,0.5,0.4,0.4,0.1,null,null,null,0,0.1,null,null,null,"W",1,"London (Thames Valley) "]
[null,null,null,"2007-04-08",4,2007,"42007",98,728.13999999999976,802.24,767.02666666666698,679.91999999999939,775.30000000000098,837.23999999999864,null,868.86000000000138,856.5,879.07333333333168,885.3133333333335,844.36666666666895,854.13333333333196,null,0,0,0,811.20666666666864,911.81333333333509,null,2015,2,29,"22015",297.2,321,322.60000000000002,274.3,306.89999999999998,321.60000000000002,315.7,318.8,302.7,320.39999999999998,322.8,328.8,null,null,null,304.60000000000002,315.7,null,null,null,"2007-04-08",4,2007,"42007",98,9.9066666666666681,8.1266666666666687,8.0399999999999991,2.76,5.4399999999999986,3.3533333333333335,2.48,1.5999999999999999,1.7866666666666668,2.4533333333333331,2.7133333333333334,4.9666666666666668,0,0,0,1.68,1.3066666666666669,null,2007,12,31,"122007",0,0,0,0,0,0,0,0,0,0,0,0,null,null,null,0,0,null,null,null,"WA",7,"West Pennines "]
[null,null,null,"2007-04-09",4,2007,"42007",99,731.36999999999978,806.62,771.43000000000029,683.70999999999935,779.05000000000098,842.11999999999864,null,874.03000000000134,861.5,884.56999999999834,890.69000000000017,848.95000000000232,858.89999999999861,null,0,0,0,816.32000000000198,916.79000000000178,null,2015,3,31,"32015",237.6,272.5,268.89999999999998,238.7,256.89999999999998,280.2,291.39999999999998,291.89999999999998,291.7,295.3,282,275.5,null,null,null,284.89999999999998,292.39999999999998,null,null,null,"2007-04-09",4,2007,"42007",99,10.920000000000002,8.9300000000000015,8.9699999999999989,3.0799999999999996,6.1199999999999983,3.7600000000000002,2.79,1.7999999999999998,2.0100000000000002,2.76,3.04,5.45,0,0,0,1.89,1.4700000000000002,null,2008,1,31,"12008",0,0,0,0,0,0,0,0,0,0,0,0,null,null,null,0,0,0,{"$f":"SUM(CB218:CS218)/COUNT(CB218:CS218)","v":0},null,"WC",1,"London (Thames Valley) "]
[null,null,null,"2007-04-10",4,2007,"42007",100,734.5999999999998,811,775.8333333333336,687.49999999999932,782.80000000000098,846.99999999999864,null,879.2000000000013,866.5,890.06666666666501,896.06666666666683,853.53333333333569,863.66666666666526,null,0,0,0,821.43333333333533,921.76666666666847,null,2015,4,30,"42015",146.5,186,183.7,146.9,162,190,196.1,227.8,231.1,222.4,188.3,197.4,null,null,null,194,219.2,null,null,null,"2007-04-10",4,2007,"42007",100,11.933333333333335,9.7333333333333343,9.8999999999999986,3.3999999999999995,6.799999999999998,4.166666666666667,3.1,1.9999999999999998,2.2333333333333334,3.0666666666666664,3.3666666666666667,5.9333333333333336,0,0,0,2.1,1.6333333333333335,null,2008,2,29,"22008",0,0,0,0,0,0,0.2,0,0,0,0,0,null,null,null,0,0,0,1.3333333333333334E-2,null,"WD",1,"London (Thames Valley) "]
[null,null,null,"2007-04-11",4,2007,"42007",101,737.82999999999981,815.38,780.23666666666691,691.28999999999928,786.55000000000098,851.87999999999863,null,884.37000000000126,871.5,895.56333333333168,901.4433333333335,858.11666666666906,868.43333333333192,null,0,0,0,826.54666666666867,926.74333333333516,null,2015,5,31,"52015",91.3,124.4,120.4,118.8,117.9,145.9,145.80000000000001,168.7,175.9,162.30000000000001,143,138.6,null,null,null,162,176.7,null,null,null,"2007-04-11",4,2007,"42007",101,12.946666666666669,10.536666666666667,10.829999999999998,3.7199999999999993,7.4799999999999978,4.5733333333333333,3.41,2.1999999999999997,2.4566666666666666,3.3733333333333331,3.6933333333333334,6.416666666666667,0,0,0,2.31,1.7966666666666669,null,2008,3,31,"32008",0,0,0,0,0,0,0,0,0,0,0,0,null,null,null,0,0,0,0,null,"WF",11,"East Pennines "]
[null,null,null,"2007-04-12",4,2007,"42007",102,741.05999999999983,819.76,784.64000000000021,695.07999999999925,790.30000000000098,856.75999999999863,null,889.54000000000121,876.5,901.05999999999835,906.82000000000016,862.70000000000243,873.19999999999857,null,0,0,0,831.66000000000201,931.72000000000185,null,2015,6,30,"62015",37.799999999999997,66.900000000000006,60.7,53.9,51.7,76.099999999999994,86.7,84.1,105.6,98.2,71.599999999999994,75,null,null,null,81.8,93.3,null,null,null,"2007-04-12",4,2007,"42007",102,13.960000000000003,11.34,11.759999999999998,4.0399999999999991,8.1599999999999984,4.9799999999999995,3.72,2.4,2.6799999999999997,3.6799999999999997,4.0200000000000005,6.9,0,0,0,2.52,1.9600000000000002,null,2008,4,30,"42008",4.9000000000000004,4.0999999999999996,2.7,0.6,2.5,2.6,1,0.5,0.6,1.5,1.8,3.4,null,null,null,0.2,0.4,0,1.7866666666666664,null,"WN",7,"West Pennines "]
[null,null,null,"2007-04-13",4,2007,"42007",103,744.28999999999985,824.14,789.04333333333352,698.86999999999921,794.05000000000098,861.63999999999862,null,894.71000000000117,881.5,906.55666666666502,912.19666666666683,867.2833333333358,877.96666666666522,null,0,0,0,836.77333333333536,936.69666666666853,null,2015,7,31,"72015",16.5,36.799999999999997,35.299999999999997,24.5,26.7,40.6,49.8,50.9,67.900000000000006,60.2,35,35.200000000000003,null,null,null,45.2,65.900000000000006,null,null,null,"2007-04-13",4,2007,"42007",103,14.973333333333336,12.143333333333333,12.689999999999998,4.3599999999999994,8.8399999999999981,5.3866666666666658,4.03,2.6,2.9033333333333329,3.9866666666666664,4.3466666666666676,7.3833333333333337,0,0,0,2.73,2.1233333333333335,null,2008,5,31,"52008",52.4,42.9,38,25.1,34.5,26.5,26.5,28,2.2999999999999998,17.8,26.7,34.299999999999997,null,null,null,19.5,19.5,15,27.266666666666666,null,"WR",6,"Midlands"]
[null,null,null,"2007-04-14",4,2007,"42007",104,747.51999999999987,828.52,793.44666666666683,702.65999999999917,797.80000000000098,866.51999999999862,null,899.88000000000113,886.5,912.05333333333169,917.57333333333349,871.86666666666918,882.73333333333187,null,0,0,0,841.8866666666687,941.67333333333522,null,2015,8,31,"82015",14.1,34.200000000000003,38,27.4,26.2,38.9,43.5,42.4,49,48.5,26.8,29.5,null,null,null,46.6,53.5,null,null,null,"2007-04-14",4,2007,"42007",104,15.98666666666667,12.946666666666665,13.619999999999997,4.68,9.5199999999999978,5.7933333333333321,4.34,2.8000000000000003,3.126666666666666,4.293333333333333,4.6733333333333347,7.8666666666666671,0,0,0,2.94,2.2866666666666671,null,2008,6,30,"62008",56.4,45.4,39.700000000000003,22.4,32.9,28.5,21.4,15.9,15.6,21.8,29,33.5,null,null,null,5.4,17.5,5.2,26.040000000000003,null,"WS",6,"Midlands"]
[null,null,null,"2007-04-15",4,2007,"42007",105,750.74999999999989,832.9,797.85000000000014,706.44999999999914,801.55000000000098,871.39999999999861,null,905.05000000000109,891.5,917.54999999999836,922.95000000000016,876.45000000000255,887.49999999999852,null,0,0,0,847.00000000000205,946.65000000000191,null,2015,9,30,"92015",60.5,99.3,92.2,59.9,79,97.1,107.2,99.6,103.1,119.9,86.9,90.5,null,null,null,80.3,89.8,null,null,null,"2007-04-15",4,2007,"42007",105,17.000000000000004,13.749999999999998,14.549999999999997,5,10.199999999999998,6.1999999999999984,4.6499999999999995,3.0000000000000004,3.3499999999999992,4.5999999999999996,5.0000000000000018,8.35,0,0,0,3.15,2.4500000000000006,null,2008,7,31,"72008",101.9,78.099999999999994,58.3,39.9,65.2,69.900000000000006,59.5,52.6,27.2,62,71.5,84.9,null,null,null,31.4,36.5,28.4,57.82,null,"WV",6,"Midlands"]
[null,null,null,"2007-04-16",4,2007,"42007",106,753.9799999999999,837.28,802.25333333333344,710.2399999999991,805.30000000000098,876.27999999999861,null,910.22000000000105,896.5,923.04666666666503,928.32666666666682,881.03333333333592,892.26666666666517,null,0,0,0,852.11333333333539,951.6266666666686,null,2015,10,31,"102015",100.5,135.80000000000001,135.30000000000001,99,124.7,147.1,153.5,165.9,160.9,174.8,139.9,144.19999999999999,null,null,null,130.19999999999999,155.6,null,null,null,"2007-04-16",4,2007,"42007",106,18.013333333333335,14.553333333333331,15.479999999999997,5.32,10.879999999999997,6.6066666666666647,4.9599999999999991,3.2000000000000006,3.5733333333333324,4.9066666666666663,5.3266666666666689,8.8333333333333321,0,0,0,3.36,2.6133333333333342,null,2008,8,31,"82008",85.1,62.3,56,37.1,50,62.6,45.7,33.299999999999997,25.2,50.1,68.2,73.900000000000006,null,null,null,22.2,24.7,14.9,47.42,null,"YO",10,"North Eastern "]
[null,null,null,"2007-04-17",4,2007,"42007",107,757.20999999999992,841.66,806.65666666666675,714.02999999999906,809.05000000000098,881.1599999999986,null,915.39000000000101,901.5,928.5433333333317,933.70333333333349,885.61666666666929,897.03333333333183,null,0,0,0,857.22666666666873,956.60333333333529,null,2015,11,30,"112015",146.4,164.1,146.5,125.9,157.6,183.7,187.7,196.9,223.1,211.3,193.3,195.1,null,null,null,162.19999999999999,211.1,null,null,null,"2007-04-17",4,2007,"42007",107,19.026666666666667,15.356666666666664,16.409999999999997,5.6400000000000006,11.559999999999997,7.013333333333331,5.2699999999999987,3.4000000000000008,3.7966666666666655,5.2133333333333329,5.653333333333336,9.3166666666666647,0,0,0,3.57,2.7766666666666677,null,2008,9,30,"92008",24.8,18,22.3,15.3,16.899999999999999,15.1,13.7,10.6,8.6,15.3,15.7,20.399999999999999,null,null,null,5.7,8.6999999999999993,3.9,14.333333333333332]
[null,null,null,"2007-04-18",4,2007,"42007",108,760.43999999999994,846.04,811.06000000000006,717.81999999999903,812.80000000000098,886.0399999999986,null,920.56000000000097,906.5,934.03999999999837,939.08000000000015,890.20000000000266,901.79999999999848,null,0,0,0,862.34000000000208,961.58000000000197,null,2015,12,31,"122015",131.80000000000001,156.6,127.9,120.1,144.9,176.6,193.2,215,232.5,222.3,195.1,179.6,null,null,null,178,247.1,null,null,null,"2007-04-18",4,2007,"42007",108,20.04,16.159999999999997,17.339999999999996,5.9600000000000009,12.239999999999997,7.4199999999999973,5.5799999999999983,3.600000000000001,4.0199999999999987,5.52,5.9800000000000031,9.7999999999999972,0,0,0,3.78,2.9400000000000013,null,2008,10,31,"102008",7.3,6.2,6,2.2000000000000002,4.5,4,2.6,1,1.2,2.2999999999999998,4.8,5.2,null,null,null,0.8,0.4,0,3.2333333333333329]
[null,null,null,"2007-04-19",4,2007,"42007",109,763.67,850.42,815.46333333333337,721.60999999999899,816.55000000000098,890.91999999999859,null,925.73000000000093,911.5,939.53666666666504,944.45666666666682,894.78333333333603,906.56666666666513,null,0,0,0,867.45333333333542,966.55666666666866,null,2016,1,31,"12016",286.89999999999998,321.2,293.39999999999998,238.7,285.39999999999998,309.7,304,309.5,323.2,325.39999999999998,325.39999999999998,323.2,null,null,null,251.5,309.60000000000002,null,null,null,"2007-04-19",4,2007,"42007",109,21.053333333333331,16.963333333333331,18.269999999999996,6.2800000000000011,12.919999999999996,7.8266666666666636,5.8899999999999979,3.8000000000000012,4.2433333333333323,5.8266666666666662,6.3066666666666702,10.28333333333333,0,0,0,3.9899999999999998,3.1033333333333348,null,2008,11,30,"112008",0,0,0,0,0,0,0,0,0,0,0,0,null,null,null,0,0,0,0]
[null,null,null,"2007-04-20",4,2007,"42007",110,766.9,854.8,819.86666666666667,725.39999999999895,820.30000000000098,895.79999999999859,null,930.90000000000089,916.5,945.03333333333171,949.83333333333348,899.3666666666694,911.33333333333178,null,0,0,0,872.56666666666877,971.53333333333535,null,2016,2,28,null,272.3,296.39999999999998,258.89999999999998,253,286.89999999999998,302.60000000000002,309,329.1,321.8,329.8,305.8,310.3,null,null,null,284.60000000000002,325.60000000000002,null,null,null,"2007-04-20",4,2007,"42007",110,22.066666666666663,17.766666666666666,19.199999999999996,6.6000000000000014,13.599999999999996,8.2333333333333307,6.1999999999999975,4.0000000000000009,4.4666666666666659,6.1333333333333329,6.6333333333333373,10.766666666666662,0,0,0,4.2,3.2666666666666684,null,2008,12,31,"122008",0,0,0,0,0,0,0,0,0,0,0,0,null,null,null,0,0,0,0]
[null,null,null,"2007-04-21",4,2007,"42007",111,770.13,859.18,824.27,729.18999999999892,824.05000000000098,900.67999999999859,null,936.07000000000085,921.5,950.52999999999838,955.21000000000015,903.95000000000277,916.09999999999843,null,0,0,0,877.68000000000211,976.51000000000204,null,2016,3,31,null,264.10000000000002,289.60000000000002,288.89999999999998,254.9,291.89999999999998,303.3,295.8,289.8,295.89999999999998,299.7,303.60000000000002,301.89999999999998,null,null,null,291.3,276,null,null,null,"2007-04-21",4,2007,"42007",111,23.079999999999995,18.57,20.129999999999995,6.9200000000000017,14.279999999999996,8.639999999999997,6.5099999999999971,4.2000000000000011,4.6899999999999995,6.4399999999999995,6.9600000000000044,11.249999999999995,0,0,0,4.41,3.4300000000000019,null,2009,1,31,"12009",0,0,0,0,0,0,0,0,0,0,0,0,null,null,null,0,0,0,0]
[null,null,null,"2007-04-22",4,2007,"42007",112,773.36,863.56,828.67333333333329,732.97999999999888,827.80000000000098,905.55999999999858,null,941.2400000000008,926.5,956.02666666666505,960.58666666666682,908.53333333333615,920.86666666666508,null,0,0,0,882.79333333333545,981.48666666666873,null,2016,4,30,null,191.4,226.1,224.4,198.1,210,234.4,239.2,252.9,275.60000000000002,258.89999999999998,237.5,234.7,null,null,null,237.6,259.2,null,null,null,"2007-04-22",4,2007,"42007",112,24.093333333333327,19.373333333333335,21.059999999999995,7.240000000000002,14.959999999999996,9.0466666666666633,6.8199999999999967,4.4000000000000012,4.9133333333333331,6.7466666666666661,7.2866666666666715,11.733333333333327,0,0,0,4.62,3.5933333333333355,null,2009,2,28,"22009",0,0,0,0,0,0,0,0,0,0,0,0,null,null,null,0,0,0,0]
[null,null,null,"2007-04-23",4,2007,"42007",113,776.59,867.93999999999994,833.0766666666666,736.76999999999884,831.55000000000098,910.43999999999858,null,946.41000000000076,931.5,961.52333333333172,965.96333333333348,913.11666666666952,925.63333333333173,null,0,0,0,887.9066666666688,986.46333333333541,null,2016,5,31,null,72.7,99.9,109.3,92.7,86.4,117.5,115.3,121.2,161.5,134.1,117.8,109.3,null,null,null,120.3,130.6,null,null,null,"2007-04-23",4,2007,"42007",113,25.106666666666658,20.176666666666669,21.989999999999995,7.5600000000000023,15.639999999999995,9.4533333333333296,7.1299999999999963,4.6000000000000014,5.1366666666666667,7.0533333333333328,7.6133333333333386,12.21666666666666,0,0,0,4.83,3.756666666666669,null,2009,3,31,"32009",0.4,0.3,0.1,0,0,0,0,0,0.1,0.3,0,0,null,null,null,0.3,0,0,0.1]
[null,null,null,"2007-04-24",4,2007,"42007",114,779.82,872.31999999999994,837.4799999999999,740.55999999999881,835.30000000000098,915.31999999999857,null,951.58000000000072,936.5,967.01999999999839,971.34000000000015,917.70000000000289,930.39999999999839,null,0,0,0,893.02000000000214,991.4400000000021,null,2016,6,30,null,29.4,41.9,43.5,33.4,28.5,43.2,39.6,54.2,106.6,70,49.8,48.3,null,null,null,51.1,48.7,null,null,null,"2007-04-24",4,2007,"42007",114,26.11999999999999,20.980000000000004,22.919999999999995,7.8800000000000026,16.319999999999997,9.8599999999999959,7.4399999999999959,4.8000000000000016,5.36,7.3599999999999994,7.9400000000000057,12.699999999999992,0,0,0,5.04,3.9200000000000026,null,2009,4,30,"42009",10.7,9.6,3.5,0.3,2.2999999999999998,3.5,2.9,2.2999999999999998,0.2,4.5,4.8,8.3000000000000007,null,null,null,0,0.9,0,3.586666666666666]
[null,null,null,"2007-04-25",4,2007,"42007",115,783.05000000000007,876.69999999999993,841.88333333333321,744.34999999999877,839.05000000000098,920.19999999999857,null,956.75000000000068,941.5,972.51666666666506,976.71666666666681,922.28333333333626,935.16666666666504,null,0,0,0,898.13333333333549,996.41666666666879,null,2016,7,31,null,12.2,27.8,27.6,21.4,19.5,30.7,33.5,38.700000000000003,39.700000000000003,36.299999999999997,25.7,26.6,null,null,null,32.4,40.5,null,null,null,"2007-04-25",4,2007,"42007",115,27.133333333333322,21.783333333333339,23.849999999999994,8.2000000000000028,16.999999999999996,10.266666666666662,7.7499999999999956,5.0000000000000018,5.5833333333333339,7.6666666666666661,8.2666666666666728,13.183333333333325,0,0,0,5.25,4.0833333333333357,null,2009,5,31,"52009",35.299999999999997,22.4,20.6,9.6,17,16.2,11.6,10.9,5.3,13.9,15.1,20.8,null,null,null,6.8,6.5,8.1,14.673333333333336]
[null,null,null,"2007-04-26",4,2007,"42007",116,786.28000000000009,881.07999999999993,846.28666666666652,748.13999999999874,842.80000000000098,925.07999999999856,null,961.92000000000064,946.5,978.01333333333173,982.09333333333348,926.86666666666963,939.93333333333169,null,0,0,0,903.24666666666883,1001.3933333333355,null,2016,8,31,null,11,27.1,30,19.5,17.8,25,29.6,32.1,40.6,30.2,20,24.6,null,null,null,21.1,28.4,null,null,null,"2007-04-26",4,2007,"42007",116,28.146666666666654,22.586666666666673,24.779999999999994,8.5200000000000031,17.679999999999996,10.673333333333328,8.0599999999999952,5.200000000000002,5.8066666666666675,7.9733333333333327,8.593333333333339,13.666666666666657,0,0,0,5.46,4.2466666666666688,null,2009,6,30,"62009",87.4,67,58.9,41.8,64.900000000000006,48.8,46.4,46.8,12.3,39.4,42.8,51.3,null,null,null,33.5,39.1,22.3,46.846666666666664]
[null,null,null,"2007-04-27",4,2007,"42007",117,789.5100000000001,885.45999999999992,850.68999999999983,751.9299999999987,846.55000000000098,929.95999999999856,null,967.0900000000006,951.5,983.5099999999984,987.47000000000014,931.450000000003,944.69999999999834,null,0,0,0,908.36000000000217,1006.3700000000022,null,2016,9,30,null,18,37.299999999999997,37.5,24,23.6,36.5,37.4,45.1,50.1,44.9,34.700000000000003,29,null,null,null,42.3,55.1,null,null,null,"2007-04-27",4,2007,"42007",117,29.159999999999986,23.390000000000008,25.709999999999994,8.8400000000000034,18.359999999999996,11.079999999999995,8.3699999999999957,5.4000000000000021,6.0300000000000011,8.2799999999999994,8.9200000000000053,14.14999999999999,0,0,0,5.67,4.4100000000000019,null,2009,7,31,"72009",102.8,78.2,60.6,43.3,61.4,60.7,50.8,47.5,38,50.5,64.7,78.7,null,null,null,28.4,37.299999999999997,29.9,55.519999999999996]
[null,null,null,"2007-04-28",4,2007,"42007",118,792.74000000000012,889.83999999999992,855.09333333333313,755.71999999999866,850.30000000000098,934.83999999999855,null,972.26000000000056,956.5,989.00666666666507,992.84666666666681,936.03333333333637,949.46666666666499,null,0,0,0,913.47333333333552,1011.3466666666689,null,2016,10,31,null,107.5,143.30000000000001,151.30000000000001,112,134.69999999999999,153.4,154,158.6,149.69999999999999,164.8,141.9,145.69999999999999,null,null,null,131.19999999999999,154.9,null,null,null,"2007-04-28",4,2007,"42007",118,30.173333333333318,24.193333333333342,26.639999999999993,9.1600000000000037,19.039999999999996,11.486666666666661,8.6799999999999962,5.6000000000000023,6.2533333333333347,8.586666666666666,9.2466666666666715,14.633333333333322,0,0,0,5.88,4.573333333333335,null,2009,8,31,"82009",121,89.1,69.8,44.5,62.1,70.7,53.2,39.700000000000003,48.5,59.7,77.900000000000006,104.6,null,null,null,29.2,28.6,18.7,61.153333333333343]
[null,null,null,"2007-04-29",4,2007,"42007",119,795.97000000000014,894.21999999999991,859.49666666666644,759.50999999999863,854.05000000000098,939.71999999999855,null,977.43000000000052,961.5,994.50333333333174,998.22333333333347,940.61666666666974,954.23333333333164,null,0,0,0,918.58666666666886,1016.3233333333355,null,2016,11,30,null,250.5,278.89999999999998,270,211.4,264.60000000000002,293.7,316.89999999999998,336.3,295.8,326.8,288.3,296.8,null,null,null,243.1,305.8,null,null,null,"2007-04-29",4,2007,"42007",119,31.18666666666665,24.996666666666677,27.569999999999993,9.480000000000004,19.719999999999995,11.893333333333327,8.9899999999999967,5.8000000000000025,6.4766666666666683,8.8933333333333326,9.5733333333333377,15.116666666666655,0,0,0,6.09,4.7366666666666681,null,2009,9,30,"92009",51.5,43.1,39,23.3,30,28,16.899999999999999,12.3,16.3,24.3,27.7,42.3,null,null,null,4.8,10.199999999999999,2.8,24.833333333333336]
[null,null,null,"2007-04-30",4,2007,"42007",120,799.20000000000016,898.59999999999991,863.89999999999975,763.29999999999859,857.80000000000098,944.59999999999854,null,982.60000000000048,966.5,999.99999999999841,1003.6000000000001,945.20000000000312,958.99999999999829,null,0,0,0,923.70000000000221,1021.3000000000022,null,2016,12,31,null,269,293.89999999999998,286.3,226.4,286.3,294.8,205.5,256.10000000000002,274.60000000000002,305.7,307.3,310.60000000000002,null,null,null,241.1,259.39999999999998,null,null,null,"2007-04-30",4,2007,"42007",120,32.199999999999982,25.800000000000011,28.499999999999993,9.8000000000000043,20.399999999999995,12.299999999999994,9.2999999999999972,6.0000000000000027,6.700000000000002,9.1999999999999993,9.9000000000000039,15.599999999999987,0,0,0,6.3,4.9000000000000012,null,2009,10,31,"102009",10.199999999999999,8.1999999999999993,9.1999999999999993,5.3,7.2,6.1,2.9,1.2,0.6,1.4,3.5,4.8,null,null,null,1.4,0.5,0,4.166666666666667]
[null,null,null,"2007-05-01",5,2007,"52007",121,801.86774193548399,902.10322580645152,867.05806451612875,766.32258064515986,860.95806451612998,948.69677419354696,null,986.95806451612953,970.79677419354834,1005.3129032258048,1007.9193548387099,949.30000000000314,962.94193548386932,null,0,0,0,927.96774193548606,1025.9870967741958,null,2017,1,31,null,352.7,380.3,356.7,276.7,332.1,358.4,346.3,336.2,339.2,380.1,371,388.4,null,null,null,297.8,308.8,null,null,null,"2007-05-01",5,2007,"52007",121,33.158064516129016,26.490322580645174,29.274193548387089,10.161290322580649,20.9258064516129,12.69677419354838,9.6161290322580619,6.158064516129035,6.8161290322580665,9.4741935483870954,10.235483870967746,16.116129032258051,0,0,0,6.4548387096774196,5.1354838709677431,null,2009,11,30,"112009",0.9,0.2,0.4,0,0.4,0.2,0.2,0,0,0,0.3,0.3,null,null,null,0,0,0,0.19333333333333333]
[null,null,null,"2007-05-02",5,2007,"52007",122,804.53548387096782,905.60645161290313,870.21612903225775,769.34516129032113,864.11612903225898,952.79354838709537,null,991.31612903225857,975.09354838709669,1010.6258064516112,1012.2387096774196,953.40000000000316,966.88387096774034,null,0,0,0,932.23548387096992,1030.6741935483894,null,2017,2,28,null,232.1,256.3,243.4,213.6,248,252.1,255.3,255.3,268.7,279.8,268.60000000000002,261,null,null,null,246.8,275.60000000000002,null,null,null,"2007-05-02",5,2007,"52007",122,34.116129032258051,27.180645161290336,30.048387096774185,10.522580645161295,21.451612903225804,13.093548387096767,9.9322580645161267,6.3161290322580674,6.9322580645161311,9.7483870967741915,10.570967741935489,16.632258064516115,0,0,0,6.6096774193548393,5.3709677419354849,null,2009,12,31,"122009",0,0,0,0,0,0,0,0,0,0,0,0,null,null,null,0,0,0,0]
[null,null,null,"2007-05-03",5,2007,"52007",123,807.20322580645166,909.10967741935474,873.37419354838676,772.3677419354824,867.27419354838798,956.89032258064378,null,995.67419354838762,979.39032258064503,1015.9387096774176,1016.5580645161293,957.50000000000318,970.82580645161136,null,0,0,0,936.50322580645377,1035.361290322583,null,2017,3,31,null,163.9,196.4,191.5,187.7,197.7,209.3,216.9,231.6,233.4,233.6,215.8,206,null,null,null,224.4,238.5,null,null,null,"2007-05-03",5,2007,"52007",123,35.074193548387086,27.870967741935498,30.822580645161281,10.88387096774194,21.977419354838709,13.490322580645154,10.248387096774191,6.4741935483870998,7.0483870967741957,10.022580645161288,10.906451612903231,17.148387096774179,0,0,0,6.7645161290322591,5.6064516129032267,null,2010,1,31,"12010",0,0,0,0,0,0,0,0,0,0,0,0,null,null,null,0,0,0,{"$f":"SUM(CB242:CS242)/COUNT(CB242:CS242)","v":0}]
[null,null,null,"2007-05-04",5,2007,"52007",124,809.87096774193549,912.61290322580635,876.53225806451576,775.39032258064367,870.43225806451699,960.9870967741922,null,1000.0322580645167,983.68709677419338,1021.251612903224,1020.877419354839,961.60000000000321,974.76774193548238,null,0,0,0,940.77096774193762,1040.0483870967767,null,2017,4,30,null,147.9,189.8,195.8,170.9,165.9,193.4,192.8,204,206.7,211.8,193.9,194.6,null,null,null,195,199.7,null,null,null,"2007-05-04",5,2007,"52007",124,36.032258064516121,28.56129032258066,31.596774193548377,11.245161290322585,22.503225806451614,13.887096774193541,10.564516129032256,6.6322580645161322,7.1645161290322603,10.296774193548384,11.241935483870973,17.664516129032243,0,0,0,6.9193548387096788,5.8419354838709685,null,2010,2,28,"22010",0,0,0,0,0,0,0,0,0,0,0,0,null,null,null,0,0,0,{"$f":"SUM(CB243:CS243)/COUNT(CB243:CS243)","v":0}]
[null,null,null,"2007-05-05",5,2007,"52007",125,812.53870967741932,916.11612903225796,879.69032258064476,778.41290322580494,873.59032258064599,965.08387096774061,null,1004.3903225806457,987.98387096774172,1026.5645161290304,1025.1967741935487,965.70000000000323,978.7096774193534,null,0,0,0,945.03870967742148,1044.7354838709703,null,2017,5,31,null,66.400000000000006,99.8,94.3,90.7,75.7,87.7,100.8,100.4,138,121.5,101.1,93.3,null,null,null,101.9,99.5,null,null,null,"2007-05-05",5,2007,"52007",125,36.990322580645156,29.251612903225823,32.370967741935473,11.60645161290323,23.029032258064518,14.283870967741928,10.880645161290321,6.7903225806451646,7.2806451612903249,10.57096774193548,11.577419354838716,18.180645161290307,0,0,0,7.0741935483870986,6.0774193548387103,null,2010,3,31,"32010",1,0.2,0,0,0,0,0,0,0,0.3,0.2,0.7,null,null,null,0,0,0,0.16]
[null,null,null,"2007-05-06",5,2007,"52007",126,815.20645161290315,919.61935483870957,882.84838709677376,781.43548387096621,876.74838709677499,969.18064516128902,null,1008.7483870967748,992.28064516129007,1031.8774193548368,1029.5161290322583,969.80000000000325,982.65161290322442,null,0,0,0,949.30645161290533,1049.4225806451639,null,2017,6,30,null,17.2,33.799999999999997,38,38.6,31.3,36.799999999999997,42.6,50.9,60.7,43.7,32,29.3,null,null,null,52.6,54.5,null,null,null,"2007-05-06",5,2007,"52007",126,37.948387096774191,29.941935483870985,33.145161290322569,11.967741935483875,23.554838709677423,14.680645161290315,11.196774193548386,6.948387096774197,7.3967741935483895,10.845161290322576,11.912903225806458,18.696774193548372,0,0,0,7.2290322580645183,6.3129032258064521,null,2010,4,30,"42010",10.6,9.9,3.5,2.1,5.6,7,4.7,2.9,2.2000000000000002,5.3,5,8,null,null,null,1.5,3.1,0.1,4.7666666666666666]
[null,null,null,"2007-05-07",5,2007,"52007",127,817.87419354838698,923.12258064516118,886.00645161290277,784.45806451612748,879.90645161290399,973.27741935483743,null,1013.1064516129038,996.57741935483841,1037.1903225806432,1033.8354838709679,973.90000000000327,986.59354838709544,null,0,0,0,953.57419354838919,1054.1096774193575,null,2017,7,31,null,8.5,20.6,22.1,16.399999999999999,15.7,23.5,33.200000000000003,41.1,50.1,39.299999999999997,23.1,22.1,null,null,null,33.299999999999997,43.9,null,null,null,"2007-05-07",5,2007,"52007",127,38.906451612903226,30.632258064516147,33.919354838709666,12.329032258064521,24.080645161290327,15.077419354838701,11.512903225806451,7.1064516129032294,7.5129032258064541,11.119354838709672,12.2483870967742,19.212903225806436,0,0,0,7.3838709677419381,6.5483870967741939,null,2010,5,31,"52010",33.200000000000003,21.6,19.2,11.3,26.2,21.4,18.600000000000001,12,5.6,19.5,20.3,23.4,null,null,null,8.4,13.5,4.7,17.260000000000002]
[null,null,null,"2007-05-08",5,2007,"52007",128,820.54193548387082,926.62580645161279,889.16451612903177,787.48064516128875,883.064516129033,977.37419354838585,null,1017.4645161290329,1000.8741935483868,1042.5032258064496,1038.1548387096775,978.0000000000033,990.53548387096646,null,0,0,0,957.84193548387304,1058.7967741935511,null,2017,8,31,null,17.8,39.299999999999997,40.299999999999997,28.1,28.2,40.200000000000003,46.8,39.200000000000003,47.2,49.8,33.4,36.4,null,null,null,44.3,46.9,null,null,null,"2007-05-08",5,2007,"52007",128,39.86451612903226,31.32258064516131,34.693548387096762,12.690322580645166,24.606451612903232,15.474193548387088,11.829032258064515,7.2645161290322617,7.6290322580645187,11.393548387096768,12.583870967741943,19.7290322580645,0,0,0,7.5387096774193578,6.7838709677419358,null,2010,6,30,"62010",97.6,72.099999999999994,60.6,40.299999999999997,65.599999999999994,61.4,51,43.1,22,45.7,52.6,59.2,null,null,null,22,38.799999999999997,13.1,49.673333333333332]
[null,null,null,"2007-05-09",5,2007,"52007",129,823.20967741935465,930.1290322580644,892.32258064516077,790.50322580645002,886.222580645162,981.47096774193426,null,1021.8225806451619,1005.1709677419351,1047.816129032256,1042.4741935483871,982.10000000000332,994.47741935483748,null,0,0,0,962.1096774193569,1063.4838709677447,null,2017,9,30,null,48.6,75.2,73.400000000000006,52.8,54.7,74.400000000000006,79.8,75.2,83.7,84.7,67.7,74.3,null,null,null,68.099999999999994,87,null,null,null,"2007-05-09",5,2007,"52007",129,40.822580645161295,32.012903225806468,35.467741935483858,13.051612903225811,25.132258064516137,15.870967741935475,12.14516129032258,7.4225806451612941,7.7451612903225833,11.667741935483864,12.919354838709685,20.245161290322564,0,0,0,7.6935483870967776,7.0193548387096776,null,2010,7,31,"72010",146.19999999999999,117.2,99,58.5,89.8,87.4,60,38.5,45,66,93.4,120.1,null,null,null,29,37.6,12.9,73.373333333333321]
[null,null,null,"2007-05-10",{"$f":"MONTH(D249)","v":5},{"$f":"YEAR(D249)","v":2007},{"$f":"E249&F249","v":"52007"},130,{"$f":"SUMIF($AF$268:$AF$411,$G249,AG$268:AG$411)+I248","v":825.87741935483848},{"$f":"SUMIF($AF$268:$AF$411,$G249,AH$268:AH$411)+J248","v":933.63225806451601},{"$f":"SUMIF($AF$268:$AF$411,$G249,AI$268:AI$411)+K248","v":895.48064516128977},{"$f":"SUMIF($AF$268:$AF$411,$G249,AJ$268:AJ$411)+L248","v":793.52580645161129},{"$f":"SUMIF($AF$268:$AF$411,$G249,AK$268:AK$411)+M248","v":889.380645161291},{"$f":"SUMIF($AF$268:$AF$411,$G249,AL$268:AL$411)+N248","v":985.56774193548267},null,{"$f":"SUMIF($AF$268:$AF$411,$G249,AM$268:AM$411)+P248","v":1026.1806451612908},{"$f":"SUMIF($AF$268:$AF$411,$G249,AN$268:AN$411)+Q248","v":1009.4677419354834},{"$f":"SUMIF($AF$268:$AF$411,$G249,AO$268:AO$411)+R248","v":1053.1290322580624},{"$f":"SUMIF($AF$268:$AF$411,$G249,AP$268:AP$411)+S248","v":1046.7935483870967},{"$f":"SUMIF($AF$268:$AF$411,$G249,AQ$268:AQ$411)+T248","v":986.20000000000334},{"$f":"SUMIF($AF$268:$AF$411,$G249,AR$268:AR$411)+U248","v":998.4193548387085},null,{"$f":"SUMIF($AF$268:$AF$411,$G249,AS$268:AS$411)+W248","v":0},{"$f":"SUMIF($AF$268:$AF$411,$G249,AT$268:AT$411)+X248","v":0},{"$f":"SUMIF($AF$268:$AF$411,$G249,AU$268:AU$411)+Y248","v":0},{"$f":"SUMIF($AF$268:$AF$411,$G249,AV$268:AV$411)+Z248","v":966.37741935484075},{"$f":"SUMIF($AF$268:$AF$411,$G249,AW$268:AW$411)+AA248","v":1068.1709677419383},null,2017,10,31,null,73.400000000000006,103.3,100.7,79.400000000000006,84,101,111.2,118.6,106.2,109.5,99.6,101.4,null,null,null,96.6,127.4,null,null,null,"2007-05-10",{"$f":"MONTH(BA249)","v":5},{"$f":"YEAR(BA249)","v":2007},{"$f":"BB249&BC249","v":"52007"},130,{"$f":"SUMIF($AF$268:$AF$411,$G249,CB$441:CB$522)+BF248","v":41.78064516129033},{"$f":"SUMIF($AF$268:$AF$411,$G249,CC$441:CC$522)+BG248","v":32.703225806451627},{"$f":"SUMIF($AF$268:$AF$411,$G249,CD$441:CD$522)+BH248","v":36.241935483870954},{"$f":"SUMIF($AF$268:$AF$411,$G249,CE$441:CE$522)+BI248","v":13.412903225806456},{"$f":"SUMIF($AF$268:$AF$411,$G249,CF$441:CF$522)+BJ248","v":25.658064516129041},{"$f":"SUMIF($AF$268:$AF$411,$G249,CG$441:CG$522)+BK248","v":16.267741935483862},{"$f":"SUMIF($AF$268:$AF$411,$G249,CH$441:CH$522)+BL248","v":12.461290322580645},{"$f":"SUMIF($AF$268:$AF$411,$G249,CI$441:CI$522)+BM248","v":7.5806451612903265},{"$f":"SUMIF($AF$268:$AF$411,$G249,CJ$441:CJ$522)+BN248","v":7.8612903225806479},{"$f":"SUMIF($AF$268:$AF$411,$G249,CK$441:CK$522)+BO248","v":11.94193548387096},{"$f":"SUMIF($AF$268:$AF$411,$G249,CL$441:CL$522)+BP248","v":13.254838709677427},{"$f":"SUMIF($AF$268:$AF$411,$G249,CM$441:CM$522)+BQ248","v":20.761290322580628},{"$f":"SUMIF($AF$268:$AF$411,$G249,CN$441:CN$522)+BR248","v":0},{"$f":"SUMIF($AF$268:$AF$411,$G249,CO$441:CO$522)+BS248","v":0},{"$f":"SUMIF($AF$268:$AF$411,$G249,CP$441:CP$522)+BT248","v":0},{"$f":"SUMIF($AF$268:$AF$411,$G249,CQ$441:CQ$522)+BU248","v":7.8483870967741973},{"$f":"SUMIF($AF$268:$AF$411,$G249,CR$441:CR$522)+BV248","v":7.2548387096774194},null,2010,8,31,"82010",80.2,58.4,60.7,38.6,53.2,50.1,29.7,32.1,20.3,38.9,48.2,56.8,null,null,null,12.9,21.2,8,40.620000000000005]
[null,null,null,"2007-05-11",5,2007,"52007",131,828.54516129032231,937.13548387096762,898.63870967741877,796.54838709677256,892.53870967742,989.66451612903109,null,1030.5387096774198,1013.7645161290318,1058.4419354838687,1051.1129032258063,990.30000000000337,1002.3612903225795,null,0,0,0,970.64516129032461,1072.8580645161319,null,2017,11,30,null,230.9,259.2,254.7,197.9,238.5,257.7,260.89999999999998,287.89999999999998,272.89999999999998,286.10000000000002,258.7,275.60000000000002,null,null,null,206.4,276.5,null,null,null,"2007-05-11",5,2007,"52007",131,42.738709677419365,33.393548387096786,37.01612903225805,13.774193548387101,26.183870967741946,16.664516129032251,12.77741935483871,7.7387096774193589,7.9774193548387125,12.216129032258056,13.59032258064517,21.277419354838692,0,0,0,8.0032258064516171,7.4903225806451612,null,2010,9,30,"92010",42.5,25.7,33.9,38.6,53.2,27.1,21.2,23.7,12.8,27.1,27.1,28.6,null,null,null,17.5,14.8,4.5,26.553333333333338]
[null,null,null,"2007-05-12",5,2007,"52007",132,831.21290322580614,940.63870967741923,901.79677419354778,799.57096774193383,895.696774193549,993.7612903225795,null,1034.8967741935487,1018.0612903225801,1063.7548387096751,1055.432258064516,994.40000000000339,1006.3032258064505,null,0,0,0,974.91290322580846,1077.5451612903255,null,2017,12,31,null,301.5,321.10000000000002,306,257.2,297.89999999999998,328.9,333.1,351.6,328.7,362.1,337.3,345.3,null,null,null,271.2,328.2,null,null,null,"2007-05-12",5,2007,"52007",132,43.6967741935484,34.083870967741944,37.790322580645146,14.135483870967747,26.709677419354851,17.061290322580639,13.093548387096774,7.8967741935483913,8.0935483870967762,12.490322580645152,13.925806451612912,21.793548387096756,0,0,0,8.1580645161290359,7.725806451612903,null,2010,10,31,"102010",10.3,7.6,12.3,8.1,6.9,4,2.9,1.6,0.5,1.5,3.2,5.2,null,null,null,4.4000000000000004,1.1000000000000001,0,4.6399999999999997]
[null,null,null,"2007-05-13",5,2007,"52007",133,833.88064516128998,944.14193548387084,904.95483870967678,802.5935483870951,898.85483870967801,997.85806451612791,null,1039.2548387096776,1022.3580645161285,1069.0677419354815,1059.7516129032256,998.50000000000341,1010.2451612903216,null,0,0,0,979.18064516129232,1082.2322580645191,null,2018,1,31,null,271.89999999999998,295,276.7,256.3,292.89999999999998,321.2,320.7,336.7,324.60000000000002,347,323.39999999999998,324.5,null,null,null,291.8,344.8,null,null,null,"2007-05-13",5,2007,"52007",133,44.654838709677435,34.774193548387103,38.564516129032242,14.496774193548392,27.235483870967755,17.458064516129028,13.409677419354839,8.0548387096774228,8.2096774193548399,12.764516129032248,14.261290322580654,22.30967741935482,0,0,0,8.3129032258064548,7.9612903225806448,null,2010,11,30,"112010",2,0.7,0.5,0,0,0.3,0.2,0,0,0.5,0.3,0.6,null,null,null,0,0,0,0.33999999999999997]
[null,null,null,"2007-05-14",5,2007,"52007",134,836.54838709677381,947.64516129032245,908.11290322580578,805.61612903225637,902.01290322580701,1001.9548387096763,null,1043.6129032258066,1026.6548387096768,1074.3806451612879,1064.0709677419352,1002.6000000000034,1014.1870967741926,null,0,0,0,983.44838709677617,1086.9193548387127,null,2018,2,28,null,null,null,null,null,null,null,null,null,null,null,null,null,null,null,null,null,null,null,null,null,"2007-05-14",5,2007,"52007",134,45.61290322580647,35.464516129032262,39.338709677419338,14.858064516129037,27.76129032258066,17.854838709677416,13.725806451612904,8.2129032258064552,8.3258064516129036,13.038709677419345,14.596774193548397,22.825806451612884,0,0,0,8.4677419354838737,8.1967741935483875,null,2010,12,31,"122010",0,0,0,0,0,0,0,0,0,0,0,0,null,null,null,0,0,0,0]
[null,null,null,"2007-05-15",5,2007,"52007",135,839.21612903225764,951.14838709677406,911.27096774193478,808.63870967741764,905.17096774193601,1006.0516129032247,null,1047.9709677419355,1030.9516129032252,1079.6935483870943,1068.3903225806448,1006.7000000000035,1018.1290322580636,null,0,0,0,987.71612903226003,1091.6064516129063,null,2018,3,31,null,null,null,null,null,null,null,null,null,null,null,null,null,null,null,null,null,null,null,null,null,"2007-05-15",5,2007,"52007",135,46.570967741935505,36.154838709677421,40.112903225806434,15.219354838709682,28.287096774193564,18.251612903225805,14.041935483870969,8.3709677419354875,8.4419354838709673,13.312903225806441,14.932258064516139,23.341935483870948,0,0,0,8.6225806451612925,8.4322580645161302,null,2011,1,31,"12011",0,0,0,0,0,0,0,0,0,0,0,0,null,null,null,0,0,0,0]
[null,null,null,"2007-05-16",5,2007,"52007",136,841.88387096774147,954.65161290322567,914.42903225806378,811.66129032257891,908.32903225806501,1010.1483870967731,null,1052.3290322580644,1035.2483870967735,1085.0064516129007,1072.7096774193544,1010.8000000000035,1022.0709677419346,null,0,0,0,991.98387096774388,1096.2935483870999,null,2018,4,30,null,null,null,null,null,null,null,null,null,null,null,null,null,null,null,null,null,null,null,null,null,"2007-05-16",5,2007,"52007",136,47.529032258064539,36.845161290322579,40.88709677419353,15.580645161290327,28.812903225806469,18.648387096774194,14.358064516129033,8.5290322580645199,8.558064516129031,13.587096774193537,15.267741935483881,23.858064516129012,0,0,0,8.7774193548387114,8.667741935483873,null,2011,2,31,"22011",0,0,0,0,0,0,0,0,0,0,0,0,null,null,null,0,0,0,0]
[null,null,null,"2007-05-17",5,2007,"52007",137,844.5516129032253,958.15483870967728,917.58709677419279,814.68387096774018,911.48709677419401,1014.2451612903216,null,1056.6870967741934,1039.5451612903219,1090.3193548387071,1077.029032258064,1014.9000000000035,1026.0129032258055,null,0,0,0,996.25161290322774,1100.9806451612935,null,2018,5,31,null,null,null,null,null,null,null,null,null,null,null,null,null,null,null,null,null,null,null,null,null,"2007-05-17",5,2007,"52007",137,48.487096774193574,37.535483870967738,41.661290322580626,15.941935483870973,29.338709677419374,19.045161290322582,14.674193548387098,8.6870967741935523,8.6741935483870947,13.861290322580633,15.603225806451624,24.374193548387076,0,0,0,8.9322580645161302,8.9032258064516157,null,2011,3,28,"32011",2.6,3.1,2.2999999999999998,1.7,1.5,2.6,0.8,0,0.7,1.4,1.5,2.2999999999999998,null,null,null,0.2,0.1,0,1.3866666666666667]
[null,null,null,"2007-05-18",5,2007,"52007",138,847.21935483870914,961.65806451612889,920.74516129032179,817.70645161290145,914.64516129032302,1018.34193548387,null,1061.0451612903223,1043.8419354838702,1095.6322580645135,1081.3483870967736,1019.0000000000035,1029.9548387096766,null,0,0,0,1000.5193548387116,1105.6677419354871,null,2018,6,30,null,null,null,null,null,null,null,null,null,null,null,null,null,null,null,null,null,null,null,null,null,"2007-05-18",5,2007,"52007",138,49.445161290322609,38.225806451612897,42.435483870967722,16.303225806451618,29.864516129032278,19.441935483870971,14.990322580645163,8.8451612903225847,8.7903225806451584,14.135483870967729,15.938709677419366,24.89032258064514,0,0,0,9.0870967741935491,9.1387096774193584,null,2011,4,31,"42011",41.4,31.1,26.6,17.100000000000001,25.9,21.8,17,10.3,2.9,15.1,18.399999999999999,24.6,null,null,null,8.6999999999999993,9.6,0.3,18.053333333333338]
[null,null,null,"2007-05-19",5,2007,"52007",139,849.88709677419297,965.1612903225805,923.90322580645079,820.72903225806272,917.80322580645202,1022.4387096774184,null,1065.4032258064512,1048.1387096774185,1100.9451612903199,1085.6677419354833,1023.1000000000035,1033.8967741935476,null,0,0,0,1004.7870967741954,1110.3548387096807,null,2018,7,31,null,null,null,null,null,null,null,null,null,null,null,null,null,null,null,null,null,null,null,null,null,"2007-05-19",5,2007,"52007",139,50.403225806451644,38.916129032258056,43.209677419354819,16.664516129032261,30.390322580645183,19.838709677419359,15.306451612903228,9.0032258064516171,8.9064516129032221,14.409677419354825,16.274193548387107,25.406451612903204,0,0,0,9.241935483870968,9.3741935483871011,null,2011,5,30,"52011",34.299999999999997,24.4,18.3,6.1,17.399999999999999,19,11,5.9,5.6,13.1,16.899999999999999,31.2,null,null,null,4.3,3.3,0.4,14.080000000000002]
[null,null,null,"2007-05-20",5,2007,"52007",140,852.5548387096768,968.66451612903211,927.06129032257979,823.75161290322399,920.96129032258102,1026.5354838709668,null,1069.7612903225802,1052.4354838709669,1106.2580645161263,1089.9870967741929,1027.2000000000035,1037.8387096774186,null,0,0,0,1009.0548387096793,1115.0419354838743,null,2018,8,31,null,null,null,null,null,null,null,null,null,null,null,null,null,null,null,null,null,null,null,null,null,"2007-05-20",5,2007,"52007",140,51.361290322580679,39.606451612903214,43.983870967741915,17.025806451612905,30.916129032258088,20.235483870967748,15.622580645161293,9.1612903225806495,9.0225806451612858,14.683870967741921,16.609677419354849,25.922580645161268,0,0,0,9.3967741935483868,9.6096774193548438,null,2011,6,31,"62011",59,48.8,40.200000000000003,28.6,37.6,39.6,30.9,19.3,19.399999999999999,36.5,39.700000000000003,46.8,null,null,null,9.1,14.5,2.9,31.526666666666664]
[null,null,null,"2007-05-21",5,2007,"52007",141,855.22258064516063,972.16774193548372,930.2193548387088,826.77419354838526,924.11935483871002,1030.6322580645151,null,1074.1193548387091,1056.7322580645152,1111.5709677419327,1094.3064516129025,1031.3000000000034,1041.7806451612896,null,0,0,0,1013.3225806451632,1119.7290322580679,null,2018,9,30,null,null,null,null,null,null,null,null,null,null,null,null,null,null,null,null,null,null,null,null,null,"2007-05-21",5,2007,"52007",141,52.319354838709714,40.296774193548373,44.758064516129011,17.387096774193548,31.441935483870992,20.632258064516137,15.938709677419357,9.3193548387096818,9.1387096774193495,14.958064516129017,16.945161290322591,26.438709677419332,0,0,0,9.5516129032258057,9.8451612903225865,null,2011,7,30,"72011",70.900000000000006,50.5,46.9,47.5,51.5,54.7,38.700000000000003,36.700000000000003,11.7,39.5,50.3,48.5,null,null,null,18.5,24.9,5.9,39.779999999999994]
[null,null,null,"2007-05-22",5,2007,"52007",142,857.89032258064447,975.67096774193533,933.3774193548378,829.79677419354653,927.27741935483903,1034.7290322580634,null,1078.477419354838,1061.0290322580636,1116.8838709677391,1098.6258064516121,1035.4000000000033,1045.7225806451606,null,0,0,0,1017.590322580647,1124.4161290322616,null,2018,10,31,null,null,null,null,null,null,null,null,null,null,null,null,null,null,null,null,null,null,null,null,null,"2007-05-22",5,2007,"52007",142,53.277419354838749,40.987096774193532,45.532258064516107,17.748387096774191,31.967741935483897,21.029032258064525,16.254838709677422,9.4774193548387142,9.2548387096774132,15.232258064516113,17.280645161290334,26.954838709677396,0,0,0,9.7064516129032246,10.080645161290329,null,2011,8,31,"82011",84.3,65.8,53.2,41.7,48.8,68.099999999999994,39.9,22.8,22.3,41.3,59.6,63.5,null,null,null,19.100000000000001,16.2,3.6,43.346666666666671]
[null,null,null,"2007-05-23",5,2007,"52007",143,860.5580645161283,979.17419354838694,936.5354838709668,832.8193548387078,930.43548387096803,1038.8258064516117,null,1082.835483870967,1065.3258064516119,1122.1967741935455,1102.9451612903217,1039.5000000000032,1049.6645161290317,null,0,0,0,1021.8580645161309,1129.1032258064552,null,2018,11,30,null,null,null,null,null,null,null,null,null,null,null,null,null,null,null,null,null,null,null,null,null,"2007-05-23",5,2007,"52007",143,54.235483870967784,41.67741935483869,46.306451612903203,18.109677419354835,32.493548387096801,21.425806451612914,16.570967741935487,9.6354838709677466,9.3709677419354769,15.506451612903209,17.616129032258076,27.470967741935461,0,0,0,9.8612903225806434,10.316129032258072,null,2011,9,31,"92011",69.5,54.6,45.4,32.700000000000003,42.3,53.2,37.5,23.6,21.8,31.9,49,61,null,null,null,22.8,17.2,5.4,37.86]
[null,null,null,"2007-05-24",5,2007,"52007",144,863.22580645161213,982.67741935483855,939.6935483870958,835.84193548386907,933.59354838709703,1042.92258064516,null,1087.1935483870959,1069.6225806451603,1127.5096774193519,1107.2645161290313,1043.6000000000031,1053.6064516129027,null,0,0,0,1026.1258064516148,1133.7903225806488,null,2018,12,31,null,null,null,null,null,null,null,null,null,null,null,null,null,null,null,null,null,null,null,null,null,"2007-05-24",5,2007,"52007",144,55.193548387096818,42.367741935483849,47.080645161290299,18.470967741935478,33.019354838709702,21.822580645161302,16.887096774193552,9.793548387096779,9.4870967741935406,15.780645161290305,17.951612903225818,27.987096774193525,0,0,0,10.016129032258062,10.551612903225815,null,2011,10,30,"102011",36.9,27.4,22.2,15,21.3,26.8,15.6,5.8,4.4000000000000004,14.9,26.9,29.8,null,null,null,10.8,2,0.1,17.326666666666668]
[null,null,null,"2007-05-25",5,2007,"52007",145,865.89354838709596,986.18064516129016,942.8516129032248,838.86451612903033,936.75161290322603,1047.0193548387083,null,1091.5516129032249,1073.9193548387086,1132.8225806451583,1111.5838709677409,1047.700000000003,1057.5483870967737,null,0,0,0,1030.3935483870987,1138.4774193548424,null,null,null,null,null,null,null,null,null,null,null,null,null,null,null,null,null,null,null,null,null,null,null,null,null,"2007-05-25",5,2007,"52007",145,56.151612903225853,43.058064516129008,47.854838709677395,18.832258064516122,33.545161290322604,22.219354838709691,17.203225806451616,9.9516129032258114,9.6032258064516043,16.054838709677401,18.287096774193561,28.503225806451589,0,0,0,10.170967741935481,10.787096774193557,null,2011,11,31,"112011",1.9,1.3,1.5,0.5,0.5,0.1,0.3,0.4,0,0.1,0.3,0.6,null,null,null,0.5,0,0,0.53333333333333333]
[null,null,null,"2007-05-26",5,2007,"52007",146,868.56129032257979,989.68387096774177,946.00967741935381,841.8870967741916,939.90967741935503,1051.1161290322566,null,1095.9096774193538,1078.216129032257,1138.1354838709647,1115.9032258064506,1051.8000000000029,1061.4903225806447,null,0,0,0,1034.6612903225825,1143.164516129036,null,"DAILY DEGREE DAYS BY REGION",null,null,null,null,null,null,null,null,null,null,null,null,null,null,null,null,null,null,null,null,null,null,null,"2007-05-26",5,2007,"52007",146,57.109677419354888,43.748387096774167,48.629032258064491,19.193548387096765,34.070967741935505,22.61612903225808,17.519354838709681,10.109677419354844,9.719354838709668,16.329032258064498,18.622580645161303,29.019354838709653,0,0,0,10.3258064516129,11.0225806451613,null,2011,12,30,"122011",0,0,0,0,0,0,0,0,0,0,0,0,null,null,null,0,0,0,0]
[null,null,null,"2007-05-27",5,2007,"52007",147,871.22903225806363,993.18709677419338,949.16774193548281,844.90967741935287,943.06774193548404,1055.2129032258049,null,1100.2677419354827,1082.5129032258053,1143.4483870967711,1120.2225806451602,1055.9000000000028,1065.4322580645157,null,0,0,0,1038.9290322580664,1147.8516129032296,null,null,null,null,null,null,null,null,null,null,null,null,null,null,null,null,null,null,null,null,null,null,null,null,null,"2007-05-27",5,2007,"52007",147,58.067741935483923,44.438709677419325,49.403225806451587,19.554838709677409,34.596774193548406,23.012903225806468,17.835483870967746,10.267741935483876,9.8354838709677317,16.603225806451594,18.958064516129046,29.535483870967717,0,0,0,10.480645161290319,11.258064516129043,null,2012,1,31,"12012",0,0,0,0,0,0,0,0,0,0,0,0,null,null,null,0,0,0,0]
[null,null,null,"2007-05-28",5,2007,"52007",148,873.89677419354746,996.69032258064499,952.32580645161181,847.93225806451414,946.22580645161304,1059.3096774193532,null,1104.6258064516117,1086.8096774193536,1148.7612903225775,1124.5419354838698,1060.0000000000027,1069.3741935483868,null,0,0,0,1043.1967741935503,1152.5387096774232,null,{"$f":"AC119","v":"Year"},"Month","No. Days",{"$f":"AD267&AC267","v":"MonthYear"},{"$f":"AG119","v":1},2,3,4,5,6,7,8,9,10,11,12,13,14,15,16,17,null,null,null,"2007-05-28",5,2007,"52007",148,59.025806451612958,45.129032258064484,50.177419354838683,19.916129032258052,35.122580645161307,23.409677419354857,18.151612903225811,10.425806451612909,9.9516129032257954,16.87741935483869,19.293548387096788,30.051612903225781,0,0,0,10.635483870967738,11.493548387096785,null,2012,2,29,"22012",0.3,0.5,0,0,0,0.8,0.3,0,0.3,0,0.4,0.5,null,null,null,0,0,0,0.20666666666666667]
[null,null,null,"2007-05-29",5,2007,"52007",149,876.56451612903129,1000.1935483870966,955.48387096774081,850.95483870967541,949.38387096774204,1063.4064516129015,null,1108.9838709677406,1091.106451612902,1154.0741935483838,1128.8612903225794,1064.1000000000026,1073.3161290322578,null,0,0,0,1047.4645161290341,1157.2258064516168,null,2007,1,31,"12007",{"$f":"AG120/$AE120","v":7.7612903225806447},8.4870967741935495,8.0322580645161299,7.2870967741935484,8.1193548387096772,8.5096774193548388,9.0129032258064505,8.8580645161290334,8.9838709677419359,9.0161290322580641,8.7064516129032246,8.9677419354838701,0,0,0,8.0225806451612893,9.5290322580645146,null,null,null,"2007-05-29",5,2007,"52007",149,59.983870967741993,45.819354838709643,50.951612903225779,20.277419354838695,35.648387096774208,23.806451612903246,18.467741935483875,10.583870967741941,10.067741935483859,17.151612903225786,19.62903225806453,30.567741935483845,0,0,0,10.790322580645157,11.729032258064528,null,2012,3,31,"32012",9.3000000000000007,8.1999999999999993,8.1,4.2,7.7,4.2,6.2,6,2.7,6.3,4,5,null,null,null,3.7,4,1.5,5.4066666666666672]
[null,null,null,"2007-05-30",5,2007,"52007",150,879.23225806451512,1003.6967741935482,958.64193548386982,853.97741935483668,952.54193548387104,1067.5032258064498,null,1113.3419354838695,1095.4032258064503,1159.3870967741902,1133.180645161289,1068.2000000000025,1077.2580645161288,null,0,0,0,1051.732258064518,1161.9129032258104,null,2007,2,28,"22007",{"$f":"AG121/$AE121","v":8.6107142857142858},9.1571428571428566,8.5428571428571427,7.2428571428571429,8.9535714285714274,9.7571428571428562,9.8071428571428587,10.057142857142859,9.8607142857142858,10.396428571428572,9.7214285714285715,10.014285714285714,0,0,0,9.1357142857142861,10.410714285714286,null,null,null,"2007-05-30",5,2007,"52007",150,60.941935483871028,46.509677419354801,51.725806451612875,20.638709677419339,36.174193548387109,24.203225806451634,18.78387096774194,10.741935483870973,10.183870967741923,17.425806451612882,19.964516129032273,31.083870967741909,0,0,0,10.945161290322575,11.964516129032271,null,2012,4,30,"42012",1.1000000000000001,1.2,0.4,0,0.3,0.3,0.5,0,0,0,0.4,0.6,null,null,null,0,0.1,0,0.32666666666666655]
[null,null,null,"2007-05-31",5,2007,"52007",151,881.89999999999895,1007.1999999999998,961.79999999999882,856.99999999999795,955.7,1071.5999999999981,null,1117.6999999999985,1099.6999999999987,1164.6999999999966,1137.4999999999986,1072.3000000000025,1081.1999999999998,null,0,0,0,1056.0000000000018,1166.600000000004,null,2007,3,31,"32007",{"$f":"AG122/$AE122","v":7.1161290322580646},7.9903225806451612,7.8580645161290317,7.1258064516129034,7.8354838709677423,8.4258064516129032,8.82258064516129,8.3967741935483868,9.0483870967741939,8.7645161290322573,8.5677419354838715,8.3096774193548395,0,0,0,8.5741935483870968,9.1967741935483875,null,null,null,"2007-05-31",5,2007,"52007",151,61.900000000000063,47.19999999999996,52.499999999999972,20.999999999999982,36.70000000000001,24.600000000000023,19.100000000000005,10.900000000000006,10.299999999999986,17.699999999999978,20.300000000000015,31.599999999999973,0,0,0,11.099999999999994,12.200000000000014,null,2012,5,31,{"$f":"BY270&BX270","v":"52012"},50.5,38.299999999999997,34.6,17.100000000000001,32.6,29.8,29.6,23.7,6.9,19.2,22.8,24.5,null,null,null,15.3,22.7,7.2,24.986666666666665]
[null,null,null,"2007-06-01",6,2007,"62007",152,882.76666666666563,1008.6499999999999,962.90999999999883,858.16666666666458,956.7,1073.1433333333314,null,1119.3799999999985,1101.5566666666653,1168.19333333333,1139.743333333332,1073.9600000000025,1082.8399999999999,null,0,0,0,1057.7800000000018,1169.0633333333374,null,2007,4,30,"42007",{"$f":"AG123/$AE123","v":3.23},4.38,4.4033333333333333,3.79,3.75,4.88,5.17,5,5.496666666666667,5.3766666666666669,4.583333333333333,4.7666666666666666,0,0,0,5.1133333333333333,4.9766666666666675,null,null,null,"2007-06-01",6,2007,"62007",152,64.140000000000057,48.936666666666625,54.016666666666637,21.949999999999982,38.20000000000001,25.890000000000022,20.493333333333339,12.086666666666673,10.419999999999986,18.69333333333331,21.42666666666668,32.903333333333308,0,0,0,11.613333333333328,12.983333333333347,null,2012,6,30,"62012",44.9,34.9,23,11.2,27.2,23.5,18.2,10.9,4.5999999999999996,19.399999999999999,24.1,31.6,null,null,null,7,10.199999999999999,0.2,19.393333333333331]
[null,null,null,"2007-06-02",6,2007,"62007",153,883.6333333333323,1010.0999999999999,964.01999999999884,859.33333333333121,957.7,1074.6866666666647,null,1121.0599999999986,1103.4133333333318,1171.6866666666633,1141.9866666666653,1075.6200000000026,1084.48,null,0,0,0,1059.5600000000018,1171.5266666666707,null,2007,5,31,"52007",{"$f":"AG124/$AE124","v":2.6677419354838712},3.5032258064516126,3.1580645161290324,3.0225806451612902,3.1580645161290324,4.096774193548387,4.3580645161290317,4.2967741935483863,5.3129032258064512,4.3193548387096774,4.0999999999999996,3.9419354838709677,0,0,0,4.2677419354838717,4.6870967741935488,null,null,null,"2007-06-02",6,2007,"62007",153,66.380000000000052,50.673333333333289,55.533333333333303,22.899999999999981,39.70000000000001,27.180000000000021,21.886666666666674,13.273333333333341,10.539999999999985,19.686666666666643,22.553333333333345,34.206666666666642,0,0,0,12.126666666666662,13.76666666666668,null,2012,7,31,"72012",74.3,59.7,47.1,34.6,51.6,48.5,40,29.7,19.899999999999999,39.9,51.4,58.8,null,null,null,14.4,18.5,2.5,39.393333333333324]
[null,null,null,"2007-06-03",6,2007,"62007",154,884.49999999999898,1011.55,965.12999999999886,860.49999999999784,958.7,1076.229999999998,null,1122.7399999999986,1105.2699999999984,1175.1799999999967,1144.2299999999987,1077.2800000000027,1086.1200000000001,null,0,0,0,1061.3400000000017,1173.9900000000041,null,2007,6,30,"62007",{"$f":"AG125/$AE125","v":0.8666666666666667},1.45,1.1099999999999999,1.1666666666666667,1,1.5433333333333332,1.68,1.8566666666666667,3.4933333333333332,2.2433333333333332,1.66,1.6400000000000001,0,0,0,1.78,2.4633333333333334,null,null,null,"2007-06-03",6,2007,"62007",154,68.620000000000047,52.409999999999954,57.049999999999969,23.84999999999998,41.20000000000001,28.47000000000002,23.280000000000008,14.460000000000008,10.659999999999984,20.679999999999975,23.68000000000001,35.509999999999977,0,0,0,12.639999999999995,14.550000000000013,null,2012,8,31,"82012",119.4,90.6,75.2,60.7,71,62.1,55,45.6,29.7,55.3,75,95.6,null,null,null,37.9,44.2,9.1999999999999993,61.766666666666673]
[null,null,null,"2007-06-04",6,2007,"62007",155,885.36666666666565,1013,966.23999999999887,861.66666666666447,959.7,1077.7733333333313,null,1124.4199999999987,1107.126666666665,1178.67333333333,1146.473333333332,1078.9400000000028,1087.7600000000002,null,0,0,0,1063.1200000000017,1176.4533333333375,null,2007,7,31,"72007",{"$f":"AG126/$AE126","v":0.63548387096774195},1.1419354838709677,1.1935483870967742,1.0709677419354839,1.0258064516129033,1.3354838709677419,1.6032258064516129,1.3870967741935485,1.8548387096774193,1.4387096774193548,1.0580645161290321,1.1032258064516129,0,0,0,1.6225806451612903,1.7000000000000002,null,null,null,"2007-06-04",6,2007,"62007",155,70.860000000000042,54.146666666666619,58.566666666666634,24.799999999999979,42.70000000000001,29.760000000000019,24.673333333333343,15.646666666666675,10.779999999999983,21.673333333333307,24.806666666666676,36.813333333333311,0,0,0,13.153333333333329,15.333333333333346,null,2012,9,30,"92012",46.3,31.3,32.5,19.5,22.5,23.2,15.8,12.5,18.600000000000001,22.8,28.8,32.5,null,null,null,6.4,10.8,0.9,21.626666666666665]
[null,null,null,"2007-06-05",6,2007,"62007",156,886.23333333333233,1014.45,967.34999999999889,862.8333333333311,960.7,1079.3166666666646,null,1126.0999999999988,1108.9833333333315,1182.1666666666633,1148.7166666666653,1080.6000000000029,1089.4000000000003,null,0,0,0,1064.9000000000017,1178.9166666666708,null,2007,8,31,"82007",{"$f":"AG127/$AE127","v":0.70645161290322578},1.4096774193548387,1.4516129032258065,1.0677419354838711,0.90322580645161288,1.4,1.7419354838709677,1.6096774193548387,2.0548387096774197,1.6580645161290322,1.1193548387096774,1.3709677419354838,0,0,0,1.3516129032258064,1.467741935483871,null,null,null,"2007-06-05",6,2007,"62007",156,73.100000000000037,55.883333333333283,60.0833333333333,25.749999999999979,44.20000000000001,31.050000000000018,26.066666666666677,16.833333333333343,10.899999999999983,22.666666666666639,25.933333333333341,38.116666666666646,0,0,0,13.666666666666663,16.116666666666681,null,2012,10,31,"102012",3,1.6,2.2999999999999998,1.9,1.1000000000000001,0.1,0.1,0.1,0,0.1,0.5,1.5,null,null,null,0.1,0,0,0.82666666666666644]
[null,null,null,"2007-06-06",6,2007,"62007",157,887.099999999999,1015.9000000000001,968.4599999999989,863.99999999999773,961.7,1080.8599999999979,null,1127.7799999999988,1110.8399999999981,1185.6599999999967,1150.9599999999987,1082.2600000000029,1091.0400000000004,null,0,0,0,1066.6800000000017,1181.3800000000042,null,2007,9,30,"92007",{"$f":"AG128/$AE128","v":1.5333333333333334},2.3533333333333331,2.5900000000000003,1.84,1.8433333333333333,2.5099999999999998,2.9533333333333331,3.0933333333333333,2.9566666666666666,2.9099999999999997,2.1866666666666665,2.2199999999999998,0,0,0,2.0033333333333334,2.9233333333333333,null,null,null,"2007-06-06",6,2007,"62007",157,75.340000000000032,57.619999999999948,61.599999999999966,26.699999999999978,45.70000000000001,32.340000000000018,27.460000000000012,18.02000000000001,11.019999999999982,23.659999999999972,27.060000000000006,39.41999999999998,0,0,0,14.179999999999996,16.900000000000016,null,2012,11,30,"112012",0,0,0,0,0,0,0,0,0,0,0,0,null,null,null,0,0,0,0]
[null,null,null,"2007-06-07",6,2007,"62007",158,887.96666666666567,1017.3500000000001,969.56999999999891,865.16666666666436,962.7,1082.4033333333311,null,1129.4599999999989,1112.6966666666647,1189.15333333333,1153.203333333332,1083.920000000003,1092.6800000000005,null,0,0,0,1068.4600000000016,1183.8433333333376,null,2007,10,31,"102007",{"$f":"AG129/$AE129","v":3.806451612903226},5.0193548387096776,4.6967741935483867,3.1645161290322581,3.967741935483871,4.7193548387096778,4.9161290322580644,4.7645161290322573,5.2645161290322573,5.5290322580645164,4.4387096774193546,4.9741935483870963,0,0,0,3.9612903225806453,4.0935483870967744,null,null,null,"2007-06-07",6,2007,"62007",158,77.580000000000027,59.356666666666612,63.116666666666632,27.649999999999977,47.20000000000001,33.630000000000017,28.853333333333346,19.206666666666678,11.139999999999981,24.653333333333304,28.186666666666671,40.723333333333315,0,0,0,14.69333333333333,17.683333333333351,null,2012,12,31,{"$f":"BY277&BX277","v":"122012"},0,0,0,0,0,0,0,0,0,0,0,0,null,null,null,0,0,0,0]
[null,null,null,"2007-06-08",6,2007,"62007",159,888.83333333333235,1018.8000000000002,970.67999999999893,866.33333333333098,963.7,1083.9466666666644,null,1131.139999999999,1114.5533333333312,1192.6466666666634,1155.4466666666654,1085.5800000000031,1094.3200000000006,null,0,0,0,1070.2400000000016,1186.3066666666709,null,2007,11,30,"112007",{"$f":"AG130/$AE130","v":7.5433333333333339},8.2366666666666664,8.2033333333333331,6.5466666666666669,7.496666666666667,8.4166666666666661,8.59,7.8666666666666663,7.6133333333333333,8.23,8.2333333333333325,9.0566666666666666,0,0,0,6.7399999999999993,7.3266666666666671,null,null,null,"2007-06-08",6,2007,"62007",159,79.820000000000022,61.093333333333277,64.633333333333297,28.599999999999977,48.70000000000001,34.920000000000016,30.24666666666668,20.393333333333345,11.25999999999998,25.646666666666636,29.313333333333336,42.02666666666665,0,0,0,15.206666666666663,18.466666666666686,null,2013,1,31,{"$f":"BY278&BX278","v":"12013"},0,0,0,0,0,0,0,0,0,0,0,0,null,null,null,0,0,null,0]
[null,null,null,"2007-06-09",6,2007,"62007",160,889.69999999999902,1020.2500000000002,971.78999999999894,867.49999999999761,964.7,1085.4899999999977,null,1132.819999999999,1116.4099999999978,1196.1399999999967,1157.6899999999987,1087.2400000000032,1095.9600000000007,null,0,0,0,1072.0200000000016,1188.7700000000043,null,2007,12,31,"122007",{"$f":"AG131/$AE131","v":9.5419354838709687},8.2516129032258068,10.009677419354839,7.935483870967742,10.096774193548388,10.664516129032259,10.977419354838711,10.774193548387096,11.116129032258065,11.30967741935484,10.709677419354838,10.906451612903227,0,0,0,9.4096774193548391,9.6000000000000014,null,null,null,"2007-06-09",6,2007,"62007",160,82.060000000000016,62.829999999999941,66.149999999999963,29.549999999999976,50.20000000000001,36.210000000000015,31.640000000000015,21.580000000000013,11.379999999999979,26.639999999999969,30.44,43.329999999999984,0,0,0,15.719999999999997,19.250000000000021,null,2013,2,28,"22013",0,0,0,0,0,0,0,0,0,0,0,0,null,null,null,0,0,null,0]
[null,null,null,"2007-06-10",6,2007,"62007",161,890.5666666666657,1021.7000000000003,972.89999999999895,868.66666666666424,965.7,1087.033333333331,null,1134.4999999999991,1118.2666666666644,1199.63333333333,1159.933333333332,1088.9000000000033,1097.6000000000008,null,0,0,0,1073.8000000000015,1191.2333333333377,null,2008,1,31,"12008",{"$f":"AG132/$AE132","v":7.9580645161290322},8.9741935483870972,8.6258064516129025,7.693548387096774,8.241935483870968,8.9580645161290313,9.4774193548387107,9.4870967741935495,9.8645161290322587,9.4677419354838701,9.0580645161290327,9.17741935483871,0,0,0,8.4741935483870972,10.32258064516129,null,null,null,"2007-06-10",6,2007,"62007",161,84.300000000000011,64.566666666666606,67.666666666666629,30.499999999999975,51.70000000000001,37.500000000000014,33.033333333333346,22.76666666666668,11.499999999999979,27.633333333333301,31.566666666666666,44.633333333333319,0,0,0,16.233333333333331,20.033333333333356,null,2013,3,31,"32013",0.3,0.1,0,0,0,0,0,0,0,0,0,0,null,null,null,0,0,null,2.8571428571428574E-2]
[null,null,null,"2007-06-11",6,2007,"62007",162,891.43333333333237,1023.1500000000003,974.00999999999897,869.83333333333087,966.7,1088.5766666666643,null,1136.1799999999992,1120.1233333333309,1203.1266666666634,1162.1766666666654,1090.5600000000034,1099.2400000000009,null,0,0,0,1075.5800000000015,1193.696666666671,null,2008,2,29,"22008",{"$f":"AG133/$AE133","v":9.0103448275862075},10.206896551724139,10.331034482758621,8.4551724137931039,9.8068965517241367,10.472413793103447,10.448275862068966,9.5344827586206904,9.9862068965517246,11.168965517241379,10.379310344827585,10.799999999999999,0,0,0,9.1275862068965505,9.9344827586206907,null,null,null,"2007-06-11",6,2007,"62007",162,86.54,66.303333333333271,69.183333333333294,31.449999999999974,53.20000000000001,38.790000000000013,34.426666666666677,23.953333333333347,11.619999999999978,28.626666666666633,32.693333333333335,45.936666666666653,0,0,0,16.746666666666663,20.816666666666691,null,2013,4,30,"42013",7.1,4.8,1.5,0,0.1,2.8,1,0,0.3,1.3,4.7,7.1,null,null,null,0,0,null,2.1928571428571426]
[null,null,null,"2007-06-12",6,2007,"62007",163,892.29999999999905,1024.6000000000004,975.11999999999898,870.9999999999975,967.7,1090.1199999999976,null,1137.8599999999992,1121.9799999999975,1206.6199999999967,1164.4199999999987,1092.2200000000034,1100.880000000001,null,0,0,0,1077.3600000000015,1196.1600000000044,null,2008,3,31,"32008",{"$f":"AG134/$AE134","v":8.370967741935484},8.8580645161290334,8.6419354838709666,7.3451612903225802,8.5096774193548388,9.3387096774193541,10.119354838709677,9.5774193548387085,9.8806451612903228,9.6096774193548384,9.6451612903225801,9.6322580645161295,0,0,0,8.9741935483870972,9.8129032258064512,null,null,null,"2007-06-12",6,2007,"62007",163,88.78,68.039999999999935,70.69999999999996,32.399999999999977,54.70000000000001,40.080000000000013,35.820000000000007,25.140000000000015,11.739999999999977,29.619999999999965,33.82,47.239999999999988,0,0,0,17.259999999999994,21.600000000000026,null,2013,5,31,"52013",13.5,9.8000000000000007,8.6,4.7,8.9,8,4.8,5.0999999999999996,0.9,9.1,9.1,9.5,null,null,null,1.7,3.6,null,6.9499999999999984]
[null,null,null,"2007-06-13",6,2007,"62007",164,893.16666666666572,1026.0500000000004,976.229999999999,872.16666666666413,968.7,1091.6633333333309,null,1139.5399999999993,1123.8366666666641,1210.11333333333,1166.663333333332,1093.8800000000035,1102.5200000000011,null,0,0,0,1079.1400000000015,1198.6233333333378,null,2008,4,30,"42008",{"$f":"AG135/$AE135","v":6.253333333333333},7.0966666666666667,7.0433333333333339,6.746666666666667,6.9566666666666661,7.5166666666666666,7.7133333333333338,7.7366666666666664,8.6433333333333344,8.2100000000000009,7.6866666666666665,7.52,0,0,0,7.753333333333333,7.3866666666666667,null,null,null,"2007-06-13",6,2007,"62007",164,91.02,69.7766666666666,72.216666666666626,33.34999999999998,56.20000000000001,41.370000000000012,37.213333333333338,26.326666666666682,11.859999999999976,30.613333333333298,34.946666666666665,48.543333333333322,0,0,0,17.773333333333326,22.383333333333361,null,2013,6,30,"62013",49.6,32.299999999999997,43.2,30.7,31.8,26.4,22.8,24.5,8,24.9,24.7,31,null,null,null,7.3,18.600000000000001,null,26.842857142857149]
[null,null,null,"2007-06-14",6,2007,"62007",165,894.03333333333239,1027.5000000000005,977.33999999999901,873.33333333333076,969.7,1093.2066666666642,null,1141.2199999999993,1125.6933333333307,1213.6066666666634,1168.9066666666654,1095.5400000000036,1104.1600000000012,null,0,0,0,1080.9200000000014,1201.0866666666711,null,2008,5,31,"52008",{"$f":"AG136/$AE136","v":2.0870967741935487},2.7387096774193549,2.4774193548387098,2.1387096774193548,2.5677419354838706,3.2612903225806451,2.967741935483871,3.2709677419354839,5.0838709677419356,4.241935483870968,3.2193548387096773,2.9870967741935481,0,0,0,3.0935483870967744,3.2096774193548385,null,null,null,"2007-06-14",6,2007,"62007",165,93.259999999999991,71.513333333333264,73.733333333333292,34.299999999999983,57.70000000000001,42.660000000000011,38.606666666666669,27.51333333333335,11.979999999999976,31.60666666666663,36.073333333333331,49.846666666666657,0,0,0,18.286666666666658,23.166666666666696,null,2013,7,31,"72013",180.1,130.9,131.69999999999999,104.1,141.69999999999999,123,105.8,96.2,67.900000000000006,101.2,111.2,122.1,null,null,null,74.2,94.9,null,113.21428571428574]
[null,null,null,"2007-06-15",6,2007,"62007",166,894.89999999999907,1028.9500000000005,978.44999999999902,874.49999999999739,970.7,1094.7499999999975,null,1142.8999999999994,1127.5499999999972,1217.0999999999967,1171.1499999999987,1097.2000000000037,1105.8000000000013,null,0,0,0,1082.7000000000014,1203.5500000000045,null,2008,6,30,"62008",{"$f":"AG137/$AE137","v":1.0666666666666667},1.8966666666666667,2.08,2.0933333333333333,1.4966666666666666,2.2766666666666664,2.6966666666666668,2.3966666666666669,2.9,2.5766666666666667,1.9,2.0433333333333334,0,0,0,2.746666666666667,2.8,null,null,null,"2007-06-15",6,2007,"62007",166,95.499999999999986,73.249999999999929,75.249999999999957,35.249999999999986,59.20000000000001,43.95000000000001,40,28.700000000000017,12.099999999999975,32.599999999999966,37.199999999999996,51.149999999999991,0,0,0,18.79999999999999,23.950000000000031,null,2013,8,31,"82013",129.4,97.9,90.9,73.400000000000006,83.8,78.599999999999994,69,49.2,41.9,69.8,89.7,100.8,null,null,null,34.200000000000003,38.299999999999997,null,74.778571428571439]
[null,null,null,"2007-06-16",6,2007,"62007",167,895.76666666666574,1030.4000000000005,979.55999999999904,875.66666666666401,971.7,1096.2933333333308,null,1144.5799999999995,1129.4066666666638,1220.5933333333301,1173.3933333333321,1098.8600000000038,1107.4400000000014,null,0,0,0,1084.4800000000014,1206.0133333333379,null,2008,7,31,"72008",{"$f":"AG138/$AE138","v":0.56451612903225812},1.1129032258064515,1.1096774193548387,0.99354838709677418,0.67096774193548392,1.1225806451612903,1.2709677419354839,1.0709677419354839,1.596774193548387,1.3129032258064517,0.96129032258064517,1.0741935483870966,0,0,0,1.2516129032258063,1.3645161290322581,null,null,null,"2007-06-16",6,2007,"62007",167,97.739999999999981,74.986666666666594,76.766666666666623,36.199999999999989,60.70000000000001,45.240000000000009,41.393333333333331,29.886666666666684,12.219999999999974,33.593333333333298,38.326666666666661,52.453333333333326,0,0,0,19.313333333333322,24.733333333333366,null,2013,9,30,"92013",47.8,36.799999999999997,41.3,38,32.4,29.9,24,15.7,15.9,21.8,31.2,34,null,null,null,18.8,15,null,28.757142857142856]
[null,null,null,"2007-06-17",6,2007,"62007",168,896.63333333333242,1031.8500000000006,980.66999999999905,876.83333333333064,972.7,1097.8366666666641,null,1146.2599999999995,1131.2633333333304,1224.0866666666634,1175.6366666666654,1100.5200000000038,1109.0800000000015,null,0,0,0,1086.2600000000014,1208.4766666666712,null,{"$f":"AC139","v":2008},8,31,"82008",{"$f":"AG139/$AE139","v":0.38387096774193552},0.74193548387096775,0.71290322580645171,0.61935483870967745,0.56774193548387097,0.86129032258064508,0.90322580645161288,0.76451612903225807,1.1935483870967742,1,0.58064516129032262,0.69354838709677424,0,0,0,0.95483870967741935,1.1354838709677419,null,null,null,"2007-06-17",6,2007,"62007",168,99.979999999999976,76.723333333333258,78.283333333333289,37.149999999999991,62.20000000000001,46.530000000000008,42.786666666666662,31.073333333333352,12.339999999999973,34.58666666666663,39.453333333333326,53.756666666666661,0,0,0,19.826666666666654,25.516666666666701,null,2013,10,31,"102013",22.3,14.9,18.8,14.3,14,11.7,11.5,5.9,4.8,8.6999999999999993,11,14.7,null,null,null,6.1,3.7,null,{"$f":"SUM(CB314:CS314)/COUNT(CB314:CS314)","v":7.1428571428571435E-3}]
[null,null,null,"2007-06-18",6,2007,"62007",169,897.49999999999909,1033.3000000000006,981.77999999999906,877.99999999999727,973.7,1099.3799999999974,null,1147.9399999999996,1133.1199999999969,1227.5799999999967,1177.8799999999987,1102.1800000000039,1110.7200000000016,null,0,0,0,1088.0400000000013,1210.9400000000046,null,2008,9,30,"92008",{"$f":"AG140/$AE140","v":1.5166666666666666},2.79,2.3933333333333331,1.9766666666666666,2.0733333333333333,2.5566666666666666,2.9,2.9466666666666668,2.746666666666667,2.6433333333333331,2.1366666666666663,2.5766666666666667,0,0,0,2.65,2.8333333333333335,null,null,null,"2007-06-18",6,2007,"62007",169,102.21999999999997,78.459999999999923,79.799999999999955,38.099999999999994,63.70000000000001,47.820000000000007,44.179999999999993,32.260000000000019,12.459999999999972,35.579999999999963,40.579999999999991,55.059999999999995,0,0,0,20.339999999999986,26.300000000000036,null,2013,11,30,"112013",0.1,0,0.2,0,0,0,0,0,0,0,0,0,null,null,null,0,0,null,{"$f":"SUM(CT218:CT277)/5","v":196.84}]
[null,null,null,"2007-06-19",6,2007,"62007",170,898.36666666666576,1034.7500000000007,982.88999999999908,879.1666666666639,974.7,1100.9233333333307,null,1149.6199999999997,1134.9766666666635,1231.0733333333301,1180.1233333333321,1103.840000000004,1112.3600000000017,null,0,0,0,1089.8200000000013,1213.403333333338,null,2008,10,31,"102008",{"$f":"AG141/$AE141","v":4.8483870967741938},5.9161290322580644,5.2516129032258068,4.6064516129032258,5.1387096774193548,5.9,6.2838709677419358,6,6.209677419354839,6.4580645161290322,5.5516129032258066,6.2064516129032263,0,0,0,5.1677419354838703,6.612903225806452,null,null,null,"2007-06-19",6,2007,"62007",170,104.45999999999997,80.196666666666587,81.31666666666662,39.049999999999997,65.200000000000017,49.110000000000007,45.573333333333323,33.446666666666687,12.579999999999972,36.573333333333295,41.706666666666656,56.36333333333333,0,0,0,20.853333333333318,27.083333333333371,null,2013,12,31,"122013",0,0,0,0,0,0,0,0,0,0,0,0,null,null,null,0,0,null,{"$f":"CT288/CT202","v":0.26081358299506785}]
[null,null,null,"2007-06-20",6,2007,"62007",171,899.23333333333244,1036.2000000000007,983.99999999999909,880.33333333333053,975.7,1102.466666666664,null,1151.2999999999997,1136.8333333333301,1234.5666666666634,1182.3666666666654,1105.5000000000041,1114.0000000000018,null,0,0,0,1091.6000000000013,1215.8666666666713,null,2008,11,30,"112008",{"$f":"AG142/$AE142","v":7.5933333333333337},8.0566666666666666,7.45,6.78,7.7133333333333338,8.58,8.9700000000000006,8.85,8.8733333333333331,9.1399999999999988,8.6233333333333331,8.81,0,0,0,7.5,8.9266666666666676,null,null,null,"2007-06-20",6,2007,"62007",171,106.69999999999996,81.933333333333252,82.833333333333286,40,66.700000000000017,50.400000000000006,46.966666666666654,34.633333333333354,12.699999999999971,37.566666666666627,42.833333333333321,57.666666666666664,0,0,0,21.366666666666649,27.866666666666706,null,2014,1,31,"12014",0,0,0,0,0,0,0,0,0,0,0,0,null,null,null,0,0]
[null,null,null,"2007-06-21",6,2007,"62007",172,900.09999999999911,1037.6500000000008,985.1099999999991,881.49999999999716,976.7,1104.0099999999973,null,1152.9799999999998,1138.6899999999966,1238.0599999999968,1184.6099999999988,1107.1600000000042,1115.6400000000019,null,0,0,0,1093.3800000000012,1218.3300000000047,null,2008,12,31,"122008",{"$f":"AG143/$AE143","v":11.016129032258064},12.064516129032258,11.429032258064517,9.741935483870968,11.558064516129033,11.819354838709677,12.880645161290323,12.093548387096773,10.899999999999999,12.667741935483871,12.103225806451613,12.458064516129031,0,0,0,10.267741935483871,11.296774193548387,null,null,null,"2007-06-21",6,2007,"62007",172,108.93999999999996,83.669999999999916,84.349999999999952,40.950000000000003,68.200000000000017,51.690000000000005,48.359999999999985,35.820000000000022,12.81999999999997,38.55999999999996,43.959999999999987,58.97,0,0,0,21.879999999999981,28.650000000000041,null,2014,2,28,"22014",0,0,0,0,0,0,0,0,0,0,0,0,null,null,null,0,0]
[null,null,null,"2007-06-22",6,2007,"62007",173,900.96666666666579,1039.1000000000008,986.21999999999912,882.66666666666379,977.7,1105.5533333333306,null,1154.6599999999999,1140.5466666666632,1241.5533333333301,1186.8533333333321,1108.8200000000043,1117.280000000002,null,0,0,0,1095.1600000000012,1220.7933333333381,null,2009,1,31,"12009",{"$f":"AG144/$AE144","v":11.977419354838711},13.100000000000001,11.738709677419354,10.348387096774195,11.712903225806452,12.622580645161291,12.580645161290322,11.493548387096775,11.896774193548387,12.503225806451614,12.393548387096773,13,0,0,0,11.261290322580646,11.661290322580646,null,null,null,"2007-06-22",6,2007,"62007",173,111.17999999999995,85.406666666666581,85.866666666666617,41.900000000000006,69.700000000000017,52.980000000000004,49.753333333333316,37.006666666666689,12.939999999999969,39.553333333333292,45.086666666666652,60.273333333333333,0,0,0,22.393333333333313,29.433333333333376,null,2014,3,31,"32014",6.9,5.0999999999999996,2.1,0.8,2.4,2.7,1.5,0,0,0.2,1.3,3.1,null,null,null,1.4,0]
[null,null,null,"2007-06-23",6,2007,"62007",174,901.83333333333246,1040.5500000000009,987.32999999999913,883.83333333333042,978.7,1107.0966666666639,null,1156.3399999999999,1142.4033333333298,1245.0466666666634,1189.0966666666654,1110.4800000000043,1118.9200000000021,null,0,0,0,1096.9400000000012,1223.2566666666714,null,2009,2,28,"22009",{"$f":"AG145/$AE145","v":10.535714285714286},11.042857142857143,10.657142857142857,10.010714285714286,11.007142857142856,11.310714285714285,11.571428571428571,11.178571428571429,10.557142857142859,11.217857142857143,11.553571428571429,11.392857142857142,0,0,0,10.892857142857142,10.521428571428572,null,null,null,"2007-06-23",6,2007,"62007",174,113.41999999999994,87.143333333333246,87.383333333333283,42.850000000000009,71.200000000000017,54.27,51.146666666666647,38.193333333333356,13.059999999999969,40.546666666666624,46.213333333333317,61.576666666666668,0,0,0,22.906666666666645,30.216666666666711,null,2014,4,30,"42014",8.5,8.5,2.2000000000000002,0.7,2.4,2.2999999999999998,4,1.8,0.9,2.8,2.2000000000000002,5.4,null,null,null,1.1000000000000001,2.2000000000000002]
[null,null,null,"2007-06-24",6,2007,"62007",175,902.69999999999914,1042.0000000000009,988.43999999999915,884.99999999999704,979.7,1108.6399999999971,null,1158.02,1144.2599999999964,1248.5399999999968,1191.3399999999988,1112.1400000000044,1120.5600000000022,null,0,0,0,1098.7200000000012,1225.7200000000048,null,2009,3,31,"32009",{"$f":"AG146/$AE146","v":7.3935483870967742},8.3419354838709676,8.6548387096774189,7.5709677419354833,8.0677419354838715,8.3451612903225811,9.2548387096774185,8.0967741935483879,8.7451612903225815,8.5,8.3806451612903228,8.9903225806451612,0,0,0,8.5612903225806445,8.8806451612903228,null,null,null,"2007-06-24",6,2007,"62007",175,115.65999999999994,88.87999999999991,88.899999999999949,43.800000000000011,72.700000000000017,55.56,52.539999999999978,39.380000000000024,13.179999999999968,41.539999999999957,47.339999999999982,62.88,0,0,0,23.419999999999977,31.000000000000046,null,2014,5,31,"52014",27.8,19.100000000000001,12.4,8,16.399999999999999,13.7,13,10,6.6,13.8,16.7,23.3,null,null,null,2.7,6.5]
[null,null,null,"2007-06-25",6,2007,"62007",176,903.56666666666581,1043.450000000001,989.54999999999916,886.16666666666367,980.7,1110.1833333333304,null,1159.7,1146.1166666666629,1252.0333333333301,1193.5833333333321,1113.8000000000045,1122.2000000000023,null,0,0,0,1100.5000000000011,1228.1833333333382,null,2009,4,30,"42009",{"$f":"AG147/$AE147","v":4.2833333333333332},5.3166666666666664,5.3566666666666665,5.7600000000000007,4.9000000000000004,5.67,5.7133333333333338,5.9333333333333336,7.3066666666666666,6.5066666666666659,5.71,5.0666666666666664,0,0,0,6.47,6.3466666666666667,null,null,null,"2007-06-25",6,2007,"62007",176,117.89999999999993,90.616666666666575,90.416666666666615,44.750000000000014,74.200000000000017,56.85,53.933333333333309,40.566666666666691,13.299999999999967,42.533333333333289,48.466666666666647,64.183333333333337,0,0,0,23.933333333333309,31.783333333333381,null,2014,6,30,"62014",78.400000000000006,56.9,54.2,50,60.7,44.4,43,38.6,13.3,36.200000000000003,40.9,45.4,null,null,null,16.100000000000001,26.3]
[null,null,null,"2007-06-26",6,2007,"62007",177,904.43333333333248,1044.900000000001,990.65999999999917,887.3333333333303,981.7,1111.7266666666637,null,1161.3800000000001,1147.9733333333295,1255.5266666666635,1195.8266666666655,1115.4600000000046,1123.8400000000024,null,0,0,0,1102.2800000000011,1230.6466666666715,null,2009,5,31,"52009",{"$f":"AG148/$AE148","v":2.4838709677419355},3.6032258064516132,3.4774193548387098,3.8419354838709676,3.467741935483871,3.8806451612903223,4.1580645161290324,4.3645161290322587,4.7387096774193553,4.3903225806451607,3.6580645161290324,3.2193548387096773,0,0,0,4.6064516129032258,4.4741935483870963,null,null,null,"2007-06-26",6,2007,"62007",177,120.13999999999993,92.353333333333239,91.93333333333328,45.700000000000017,75.700000000000017,58.14,55.32666666666664,41.753333333333359,13.419999999999966,43.526666666666621,49.593333333333312,65.486666666666665,0,0,0,24.446666666666641,32.566666666666713,null,2014,7,31,"72014",160.80000000000001,125.7,121.7,95.7,116,103.5,87,78.8,42.3,81.599999999999994,108.9,114.4,null,null,null,52.4,63.6]
[null,null,null,"2007-06-27",6,2007,"62007",178,905.29999999999916,1046.350000000001,991.76999999999919,888.49999999999693,982.7,1113.269999999997,null,1163.0600000000002,1149.8299999999961,1259.0199999999968,1198.0699999999988,1117.1200000000047,1125.4800000000025,null,0,0,0,1104.0600000000011,1233.1100000000049,null,2009,6,30,"62009",{"$f":"AG149/$AE149","v":1.21},2.0733333333333333,1.78,1.6166666666666667,1.4,2.33,2.5433333333333334,2.58,2.8166666666666669,2.7166666666666668,2.1533333333333333,1.9666666666666666,0,0,0,2.19,2.4566666666666666,null,null,null,"2007-06-27",6,2007,"62007",178,122.37999999999992,94.089999999999904,93.449999999999946,46.65000000000002,77.200000000000017,59.43,56.71999999999997,42.940000000000026,13.539999999999965,44.519999999999953,50.719999999999978,66.789999999999992,0,0,0,24.959999999999972,33.350000000000044,null,2014,8,31,"82014",80.5,58.3,63,52.5,45.1,46.3,37.5,24.6,19.899999999999999,38.4,51.3,63.2,null,null,null,20.8,17.5]
[null,null,null,"2007-06-28",6,2007,"62007",179,906.16666666666583,1047.8000000000011,992.8799999999992,889.66666666666356,983.7,1114.8133333333303,null,1164.7400000000002,1151.6866666666626,1262.5133333333301,1200.3133333333321,1118.7800000000047,1127.1200000000026,null,0,0,0,1105.8400000000011,1235.5733333333383,null,2009,7,31,"72009",{"$f":"AG150/$AE150","v":0.50967741935483868},0.89032258064516134,0.55483870967741933,0.55483870967741933,0.61612903225806459,1.1354838709677419,1.167741935483871,1.096774193548387,1.2322580645161292,1.3387096774193548,0.8193548387096774,0.91612903225806452,0,0,0,1.1612903225806452,1.167741935483871,null,null,null,"2007-06-28",6,2007,"62007",179,124.61999999999992,95.826666666666569,94.966666666666612,47.600000000000023,78.700000000000017,60.72,58.113333333333301,44.126666666666694,13.659999999999965,45.513333333333286,51.846666666666643,68.09333333333332,0,0,0,25.473333333333304,34.133333333333375,null,2014,9,30,"92014",73.7,57.2,56.8,60.8,53.1,42.4,40.1,32.9,9.6,28.1,33.5,43.6,null,null,null,28.4,21.6]
[null,null,null,"2007-06-29",6,2007,"62007",180,907.03333333333251,1049.2500000000011,993.98999999999921,890.83333333333019,984.7,1116.3566666666636,null,1166.4200000000003,1153.5433333333292,1266.0066666666635,1202.5566666666655,1120.4400000000048,1128.7600000000027,null,0,0,0,1107.620000000001,1238.0366666666716,null,2009,8,31,{"$f":"AD299&AC299","v":"82009"},{"$f":"AG151/$AE151","v":0.4},1.0838709677419356,0.99032258064516132,0.62580645161290316,0.58387096774193548,0.98064516129032253,1.1258064516129032,0.93225806451612903,1.0451612903225806,1.0225806451612902,0.77419354838709675,0.72903225806451621,0,0,0,1.0580645161290321,1.2999999999999998,null,null,null,"2007-06-29",6,2007,"62007",180,126.85999999999991,97.563333333333233,96.483333333333277,48.550000000000026,80.200000000000017,62.01,59.506666666666632,45.313333333333361,13.779999999999964,46.506666666666618,52.973333333333308,69.396666666666647,0,0,0,25.986666666666636,34.916666666666707,null,2014,10,31,"102014",26.2,17.899999999999999,17,11,13.4,11.9,9.1,5.0999999999999996,5.2,8.3000000000000007,10.6,17.600000000000001,null,null,null,4.5,2.8]
[null,null,null,"2007-06-30",6,2007,"62007",181,907.89999999999918,1050.7000000000012,995.09999999999923,891.99999999999682,985.7,1117.8999999999969,null,1168.1000000000004,1155.3999999999958,1269.4999999999968,1204.7999999999988,1122.1000000000049,1130.4000000000028,null,0,0,0,1109.400000000001,1240.500000000005,null,2009,9,30,"92009",{"$f":"AG152/$AE152","v":1.1599999999999999},1.8333333333333333,2.1133333333333333,1.51,1.5733333333333335,2.1866666666666665,2.5833333333333335,2.4133333333333336,2.3933333333333331,2.4300000000000002,1.72,2,0,0,0,2.2633333333333336,2.6366666666666663,null,null,null,"2007-06-30",6,2007,"62007",181,129.09999999999991,99.299999999999898,97.999999999999943,49.500000000000028,81.700000000000017,63.3,60.899999999999963,46.500000000000028,13.899999999999963,47.49999999999995,54.099999999999973,70.699999999999974,0,0,0,26.499999999999968,35.700000000000038,null,2014,11,30,"112014",0.9,0.5,0.3,0.1,0.1,0,0,0,0,0,0.1,0.2,null,null,null,0,0]
[null,null,null,"2007-07-01",7,2007,"72007",182,908.53548387096691,1051.8419354838722,996.29354838709605,893.07096774193235,986.72580645161293,1119.2354838709646,null,1169.7032258064519,1156.7870967741894,1271.3548387096741,1206.2387096774182,1123.1580645161339,1131.5032258064543,null,0,0,0,1111.0225806451622,1242.200000000005,null,2009,10,31,"102009",{"$f":"AG153/$AE153","v":3.0774193548387099},4.1870967741935488,3.5354838709677416,2.5741935483870968,3.4387096774193546,4.0612903225806454,4.7387096774193553,4.5580645161290327,4.741935483870968,4.8935483870967742,4.2516129032258068,4.0129032258064514,0,0,0,3.6032258064516132,4.1225806451612899,null,null,null,"2007-07-01",7,2007,"72007",182,131.49354838709669,101.18064516129022,99.458064516128971,50.248387096774223,82.880645161290346,64.512903225806454,61.725806451612868,47.406451612903254,14.735483870967705,48.693548387096726,55.354838709677395,72.416129032258041,0,0,0,26.867741935483838,36.383870967741977,null,2014,12,31,"122014",0,0,0,0,0,0,0,0,0,0,0,0,null,null,null,0,0]
[null,null,null,"2007-07-02",7,2007,"72007",183,909.17096774193465,1052.9838709677433,997.48709677419288,894.14193548386788,987.7516129032258,1120.5709677419322,null,1171.3064516129034,1158.1741935483831,1273.2096774193515,1207.6774193548376,1124.2161290322629,1132.6064516129059,null,0,0,0,1112.6451612903234,1243.9000000000051,null,2009,11,30,"112009",{"$f":"AG154/$AE154","v":5.5766666666666671},6.65,5.6433333333333335,4.9666666666666668,6.2066666666666661,6.9666666666666668,7.7866666666666662,7.7399999999999993,7.8866666666666667,8.0366666666666671,7.2733333333333325,6.8866666666666667,0,0,0,6.6800000000000006,8.1866666666666656,null,null,null,"2007-07-02",7,2007,"72007",183,133.88709677419348,103.06129032258053,100.916129032258,50.996774193548418,84.061290322580675,65.725806451612911,62.551612903225774,48.31290322580648,15.570967741935448,49.887096774193502,56.609677419354817,74.132258064516108,0,0,0,27.235483870967709,37.067741935483916,null,2015,1,31,"12015",0,0,0,0,0,0,0,0,0,0,0,0,null,null,null,0,0]
[null,null,null,"2007-07-03",7,2007,"72007",184,909.80645161290238,1054.1258064516144,998.6806451612897,895.21290322580342,988.77741935483868,1121.9064516128999,null,1172.9096774193549,1159.5612903225767,1275.0645161290288,1209.116129032257,1125.2741935483918,1133.7096774193574,null,0,0,0,1114.2677419354845,1245.6000000000051,null,2009,12,31,"122009",{"$f":"AG155/$AE155","v":11.348387096774195},12.341935483870968,11.80967741935484,9.8032258064516125,11.990322580645161,12.67741935483871,13.003225806451614,13.383870967741935,12.158064516129032,13.735483870967743,12.53225806451613,12.674193548387096,0,0,0,10.85483870967742,12.564516129032258,null,null,null,"2007-07-03",7,2007,"72007",184,136.28064516129027,104.94193548387085,102.37419354838703,51.745161290322613,85.241935483871003,66.938709677419368,63.377419354838679,49.219354838709705,16.40645161290319,51.080645161290278,57.864516129032239,75.848387096774175,0,0,0,27.603225806451579,37.751612903225855,null,2015,2,28,"22015",0,0,0,0,0,0,0,0,0,0,0,0,null,null,null,0,0]
[null,null,null,"2007-07-04",7,2007,"72007",185,910.44193548387011,1055.2677419354854,999.87419354838653,896.28387096773895,989.80322580645156,1123.2419354838676,null,1174.5129032258064,1160.9483870967704,1276.9193548387061,1210.5548387096765,1126.3322580645208,1134.8129032258089,null,0,0,0,1115.8903225806457,1247.3000000000052,null,2010,1,31,"12010",{"$f":"AG156/$AE156","v":13.422580645161291},14.283870967741937,13.654838709677419,12.019354838709678,13.806451612903226,14.364516129032259,14.86774193548387,14.651612903225805,13.158064516129032,14.896774193548387,14.158064516129032,14.629032258064516,0,0,0,12.432258064516128,13.493548387096775,null,null,null,"2007-07-04",7,2007,"72007",185,138.67419354838705,106.82258064516117,103.83225806451605,52.493548387096808,86.422580645161332,68.151612903225825,64.203225806451584,50.125806451612931,17.241935483870932,52.274193548387053,59.119354838709661,77.564516129032242,0,0,0,27.97096774193545,38.435483870967794,null,2015,3,31,"32015",0.1,0,0,0,0,0,0,0,0,0,0,0.2,null,null,null,0,0]
[null,null,null,"2007-07-05",7,2007,"72007",186,911.07741935483784,1056.4096774193565,1001.0677419354834,897.35483870967448,990.82903225806444,1124.5774193548352,null,1176.116129032258,1162.335483870964,1278.7741935483834,1211.9935483870959,1127.3903225806498,1135.9161290322604,null,0,0,0,1117.5129032258069,1249.0000000000052,null,2010,2,28,"22010",{"$f":"AG157/$AE157","v":11.203571428571427},12.096428571428572,11.450000000000001,10.346428571428572,11.610714285714286,12.571428571428571,13.567857142857141,13.703571428571427,12.853571428571428,13.617857142857144,13.339285714285714,13.182142857142859,0,0,0,11.835714285714285,13.217857142857143,null,null,null,"2007-07-05",7,2007,"72007",186,141.06774193548384,108.70322580645148,105.29032258064508,53.241935483871003,87.603225806451661,69.364516129032282,65.02903225806449,51.032258064516157,18.077419354838675,53.467741935483829,60.374193548387083,79.280645161290309,0,0,0,28.33870967741932,39.119354838709732,null,2015,4,30,"42015",14.2,9.6,10.3,4.9000000000000004,8.9,6.7,6.6,3.4,1.3,5.0999999999999996,4.8,6.5,null,null,null,2.1,3.2]
[null,null,null,"2007-07-06",7,2007,"72007",187,911.71290322580558,1057.5516129032276,1002.2612903225802,898.42580645161001,991.85483870967732,1125.9129032258029,null,1177.7193548387095,1163.7225806451577,1280.6290322580608,1213.4322580645153,1128.4483870967788,1137.0193548387119,null,0,0,0,1119.1354838709681,1250.7000000000053,null,2010,3,31,"32010",{"$f":"AG158/$AE158","v":8.2290322580645157},9.1193548387096772,9.2612903225806456,8.9225806451612915,8.8258064516129036,9.3741935483870975,9.4935483870967747,9.8774193548387093,9.4677419354838701,9.8322580645161288,9.2129032258064516,9.2096774193548381,0,0,0,9.612903225806452,10.096774193548388,null,null,null,"2007-07-06",7,2007,"72007",187,143.46129032258062,110.5838709677418,106.74838709677411,53.990322580645199,88.78387096774199,70.577419354838739,65.854838709677395,51.938709677419382,18.912903225806417,54.661290322580605,61.629032258064505,80.996774193548376,0,0,0,28.706451612903191,39.803225806451671,null,2015,5,31,"52015",18.899999999999999,13.1,9.8000000000000007,4.5999999999999996,7,5.6,4.5999999999999996,1.4,2.6,5.6,6.6,10.3,null,null,null,0.2,0.8]
[null,null,null,"2007-07-07",7,2007,"72007",188,912.34838709677331,1058.6935483870986,1003.454838709677,899.49677419354555,992.8806451612902,1127.2483870967706,null,1179.322580645161,1165.1096774193513,1282.4838709677381,1214.8709677419347,1129.5064516129078,1138.1225806451635,null,0,0,0,1120.7580645161293,1252.4000000000053,null,{"$f":"AC159","v":2010},4,30,"42010",{"$f":"AG159/$AE159","v":5.3199999999999994},6.39,6.9399999999999995,6.1066666666666665,5.8366666666666669,6.6800000000000006,7.2133333333333338,6.6933333333333334,7.3733333333333331,7.0733333333333333,6.4033333333333333,6.47,0,0,0,7.08,7.02,null,null,null,"2007-07-07",7,2007,"72007",188,145.85483870967741,112.46451612903212,108.20645161290314,54.738709677419394,89.964516129032319,71.790322580645196,66.6806451612903,52.845161290322608,19.748387096774159,55.854838709677381,62.883870967741927,82.712903225806443,0,0,0,29.074193548387061,40.48709677419361,null,2015,6,30,"62015",77.3,50,46.9,33,42.2,42.3,36.700000000000003,24.1,13,31.2,37.9,45.7,null,null,null,20.399999999999999,19.8]
[null,null,null,"2007-07-08",7,2007,"72007",189,912.98387096774104,1059.8354838709697,1004.6483870967738,900.56774193548108,993.90645161290308,1128.5838709677382,null,1180.9258064516125,1166.496774193545,1284.3387096774154,1216.3096774193541,1130.5645161290367,1139.225806451615,null,0,0,0,1122.3806451612904,1254.1000000000054,null,2010,5,31,"52010",{"$f":"AG160/$AE160","v":4.1225806451612899},5.419354838709677,4.8741935483870966,4.3451612903225802,4.0838709677419356,5.1967741935483867,5.67741935483871,5.6387096774193548,6.1903225806451614,5.9935483870967747,5.0774193548387094,4.9290322580645167,0,0,0,5.4064516129032256,5.306451612903226,null,null,null,"2007-07-08",7,2007,"72007",189,148.2483870967742,114.34516129032244,109.66451612903217,55.487096774193589,91.145161290322648,73.003225806451653,67.506451612903206,53.751612903225833,20.583870967741902,57.048387096774157,64.138709677419342,84.42903225806451,0,0,0,29.441935483870932,41.170967741935549,null,2015,7,31,"72015",117.4,83.9,74.5,53.9,65,65.900000000000006,51.5,33.9,26.2,48.3,69.599999999999994,85.8,null,null,null,27.7,24]
[null,null,null,"2007-07-09",7,2007,"72007",190,913.61935483870877,1060.9774193548408,1005.8419354838707,901.63870967741661,994.93225806451596,1129.9193548387059,null,1182.529032258064,1167.8838709677386,1286.1935483870927,1217.7483870967735,1131.6225806451657,1140.3290322580665,null,0,0,0,1124.0032258064516,1255.8000000000054,null,2010,6,30,"62010",{"$f":"AG161/$AE161","v":1.0466666666666666},1.9933333333333332,1.97,1.3466666666666667,1.2033333333333334,1.9966666666666666,2.0433333333333334,1.87,2.6766666666666667,2.3066666666666666,1.84,1.9,0,0,0,2.08,1.79,null,null,null,"2007-07-09",7,2007,"72007",190,150.64193548387098,116.22580645161275,111.12258064516119,56.235483870967784,92.325806451612976,74.21612903225811,68.332258064516111,54.658064516129059,21.419354838709644,58.241935483870932,65.393548387096757,86.145161290322577,0,0,0,29.809677419354802,41.854838709677487,null,2015,8,31,"82015",95.6,73.7,58.8,45,56.6,64.599999999999994,56.9,39.700000000000003,33.1,52.9,72.900000000000006,81.8,null,null,null,20.3,24.1]
[null,null,null,"2007-07-10",7,2007,"72007",191,914.25483870967651,1062.1193548387118,1007.0354838709675,902.70967741935215,995.95806451612884,1131.2548387096735,null,1184.1322580645156,1169.2709677419323,1288.0483870967701,1219.1870967741929,1132.6806451612947,1141.432258064518,null,0,0,0,1125.6258064516128,1257.5000000000055,null,2010,7,31,"72010",{"$f":"AG162/$AE162","v":0.26451612903225802},0.77096774193548379,0.5,2.0838709677419351,0.42258064516129029,0.71935483870967742,0.82903225806451608,0.99354838709677418,1.2064516129032257,1.1580645161290322,0.50645161290322582,0.47741935483870968,0,0,0,0.89999999999999991,1.0903225806451613,null,null,null,"2007-07-10",7,2007,"72007",191,153.03548387096777,118.10645161290307,112.58064516129022,56.983870967741979,93.506451612903305,75.429032258064566,69.158064516129016,55.564516129032285,22.254838709677387,59.435483870967708,66.648387096774172,87.861290322580643,0,0,0,30.177419354838673,42.538709677419426,null,2015,9,30,"92015",27.5,19.899999999999999,25.1,19.7,18.8,15.5,17.2,13.9,2.9,12.2,14.6,18.399999999999999,null,null,null,8.6999999999999993,6.3]
[null,null,null,"2007-07-11",7,2007,"72007",192,914.89032258064424,1063.2612903225829,1008.2290322580643,903.78064516128768,996.98387096774172,1132.5903225806412,null,1185.7354838709671,1170.6580645161259,1289.9032258064474,1220.6258064516123,1133.7387096774237,1142.5354838709695,null,0,0,0,1127.248387096774,1259.2000000000055,null,2010,8,31,"82010",{"$f":"AG163/$AE163","v":0.70322580645161292},1.2806451612903227,1.3580645161290323,0.92903225806451617,0.97419354838709671,1.4516129032258065,1.9612903225806451,1.7000000000000002,2.0032258064516131,2.0032258064516131,1.2322580645161292,1.1451612903225807,0,0,0,1.332258064516129,2.064516129032258,null,null,null,"2007-07-11",7,2007,"72007",192,155.42903225806455,119.98709677419339,114.03870967741925,57.732258064516174,94.687096774193634,76.641935483871023,69.983870967741922,56.47096774193551,23.090322580645129,60.629032258064484,67.903225806451587,89.57741935483871,0,0,0,30.545161290322543,43.222580645161365,null,2015,10,31,"102015",8.8000000000000007,6.8,5.7,6.2,5.6,4.2,6.9,3.7,2.4,3.4,2.9,3.9,null,null,null,1.7,1.3]
[null,null,null,"2007-07-12",7,2007,"72007",193,915.52580645161197,1064.403225806454,1009.4225806451611,904.85161290322321,998.0096774193546,1133.9258064516089,null,1187.3387096774186,1172.0451612903196,1291.7580645161247,1222.0645161290317,1134.7967741935527,1143.638709677421,null,0,0,0,1128.8709677419351,1260.9000000000055,null,2010,9,30,"92010",{"$f":"AG164/$AE164","v":1.6566666666666667},2.7133333333333334,2.6533333333333333,1.8666666666666667,1.8666666666666667,2.5900000000000003,2.9033333333333333,2.4133333333333336,2.4833333333333334,2.48,2.1599999999999997,2.3033333333333332,0,0,0,1.8933333333333333,2.42,null,null,null,"2007-07-12",7,2007,"72007",193,157.82258064516134,121.86774193548371,115.49677419354828,58.480645161290369,95.867741935483963,77.85483870967748,70.809677419354827,57.377419354838736,23.925806451612871,61.82258064516126,69.158064516129002,91.293548387096777,0,0,0,30.912903225806414,43.906451612903304,null,2015,11,30,"112015",2.1,0.5,1,0.8,1.1000000000000001,1.5,1.2,0.5,1.4,1.3,1.5,1.6,null,null,null,1.5,0.1]
[null,null,null,"2007-07-13",{"$f":"MONTH(D313)","v":7},{"$f":"YEAR(D313)","v":2007},{"$f":"E313&F313","v":"72007"},194,{"$f":"SUMIF($AF$268:$AF$411,$G313,AG$268:AG$411)+I312","v":916.1612903225797},{"$f":"SUMIF($AF$268:$AF$411,$G313,AH$268:AH$411)+J312","v":1065.545161290325},{"$f":"SUMIF($AF$268:$AF$411,$G313,AI$268:AI$411)+K312","v":1010.616129032258},{"$f":"SUMIF($AF$268:$AF$411,$G313,AJ$268:AJ$411)+L312","v":905.92258064515875},{"$f":"SUMIF($AF$268:$AF$411,$G313,AK$268:AK$411)+M312","v":999.03548387096748},{"$f":"SUMIF($AF$268:$AF$411,$G313,AL$268:AL$411)+N312","v":1135.2612903225765},null,{"$f":"SUMIF($AF$268:$AF$411,$G313,AM$268:AM$411)+P312","v":1188.9419354838701},{"$f":"SUMIF($AF$268:$AF$411,$G313,AN$268:AN$411)+Q312","v":1173.4322580645132},{"$f":"SUMIF($AF$268:$AF$411,$G313,AO$268:AO$411)+R312","v":1293.612903225802},{"$f":"SUMIF($AF$268:$AF$411,$G313,AP$268:AP$411)+S312","v":1223.5032258064512},{"$f":"SUMIF($AF$268:$AF$411,$G313,AQ$268:AQ$411)+T312","v":1135.8548387096816},{"$f":"SUMIF($AF$268:$AF$411,$G313,AR$268:AR$411)+U312","v":1144.7419354838726},null,{"$f":"SUMIF($AF$268:$AF$411,$G313,AS$268:AS$411)+W312","v":0},{"$f":"SUMIF($AF$268:$AF$411,$G313,AT$268:AT$411)+X312","v":0},{"$f":"SUMIF($AF$268:$AF$411,$G313,AU$268:AU$411)+Y312","v":0},{"$f":"SUMIF($AF$268:$AF$411,$G313,AV$268:AV$411)+Z312","v":1130.4935483870963},{"$f":"SUMIF($AF$268:$AF$411,$G313,AW$268:AW$411)+AA312","v":1262.6000000000056},null,2010,10,31,"102010",{"$f":"AG165/$AE165","v":4.1903225806451614},4.8967741935483877,4.6870967741935488,3.8451612903225807,4.6548387096774198,5.3806451612903228,6.1709677419354838,5.6903225806451614,5.5774193548387094,5.8419354838709676,5.2354838709677427,4.6967741935483867,0,0,0,4.5999999999999996,5.967741935483871,null,null,null,"2007-07-13",{"$f":"MONTH(BA313)","v":7},{"$f":"YEAR(BA313)","v":2007},{"$f":"BB313&BC313","v":"72007"},194,{"$f":"SUMIF($AF$268:$AF$411,$G313,CB$441:CB$522)+BF312","v":160.21612903225812},{"$f":"SUMIF($AF$268:$AF$411,$G313,CC$441:CC$522)+BG312","v":123.74838709677402},{"$f":"SUMIF($AF$268:$AF$411,$G313,CD$441:CD$522)+BH312","v":116.9548387096773},{"$f":"SUMIF($AF$268:$AF$411,$G313,CE$441:CE$522)+BI312","v":59.229032258064564},{"$f":"SUMIF($AF$268:$AF$411,$G313,CF$441:CF$522)+BJ312","v":97.048387096774292},{"$f":"SUMIF($AF$268:$AF$411,$G313,CG$441:CG$522)+BK312","v":79.067741935483937},{"$f":"SUMIF($AF$268:$AF$411,$G313,CH$441:CH$522)+BL312","v":71.635483870967732},{"$f":"SUMIF($AF$268:$AF$411,$G313,CI$441:CI$522)+BM312","v":58.283870967741962},{"$f":"SUMIF($AF$268:$AF$411,$G313,CJ$441:CJ$522)+BN312","v":24.761290322580614},{"$f":"SUMIF($AF$268:$AF$411,$G313,CK$441:CK$522)+BO312","v":63.016129032258036},{"$f":"SUMIF($AF$268:$AF$411,$G313,CL$441:CL$522)+BP312","v":70.412903225806417},{"$f":"SUMIF($AF$268:$AF$411,$G313,CM$441:CM$522)+BQ312","v":93.009677419354844},{"$f":"SUMIF($AF$268:$AF$411,$G313,CN$441:CN$522)+BR312","v":0},{"$f":"SUMIF($AF$268:$AF$411,$G313,CO$441:CO$522)+BS312","v":0},{"$f":"SUMIF($AF$268:$AF$411,$G313,CP$441:CP$522)+BT312","v":0},{"$f":"SUMIF($AF$268:$AF$411,$G313,CQ$441:CQ$522)+BU312","v":31.280645161290284},{"$f":"SUMIF($AF$268:$AF$411,$G313,CR$441:CR$522)+BV312","v":44.590322580645243},null,2015,12,31,"122015",0.3,0,0,0,0,0,0,0.1,0.3,0.4,0,0,null,null,null,0,0]
[null,null,null,"2007-07-14",7,2007,"72007",195,916.79677419354744,1066.6870967741961,1011.8096774193548,906.99354838709428,1000.0612903225804,1136.5967741935442,null,1190.5451612903216,1174.8193548387069,1295.4677419354794,1224.9419354838706,1136.9129032258106,1145.8451612903241,null,0,0,0,1132.1161290322575,1264.3000000000056,null,2010,11,30,"112010",{"$f":"AG166/$AE166","v":9.06},9.9600000000000009,9.15,8.1933333333333334,9.5366666666666671,10.526666666666667,11.126666666666667,10.793333333333333,10.043333333333333,10.976666666666667,10.353333333333333,10.236666666666668,0,0,0,9.07,11.153333333333334,null,null,null,"2007-07-14",7,2007,"72007",195,162.60967741935491,125.62903225806434,118.41290322580633,59.977419354838759,98.22903225806462,80.280645161290394,72.461290322580638,59.190322580645187,25.596774193548356,64.209677419354804,71.667741935483832,94.725806451612911,0,0,0,31.648387096774155,45.274193548387181,null,2016,1,31,"12016",0,0,0,0,0,0,0,0.1,0,0,0,0,null,null,null,0,0]
[null,null,null,"2007-07-15",7,2007,"72007",196,917.43225806451517,1067.8290322580672,1013.0032258064516,908.06451612902981,1001.0870967741932,1137.9322580645119,null,1192.1483870967731,1176.2064516129005,1297.3225806451567,1226.38064516129,1137.9709677419396,1146.9483870967756,null,0,0,0,1133.7387096774187,1266.0000000000057,null,2010,12,31,"122010",{"$f":"AG167/$AE167","v":14.396774193548387},15.409677419354839,15.232258064516129,13.067741935483872,15.203225806451613,16.351612903225806,17.067741935483873,17.732258064516131,14.783870967741937,17.593548387096774,16.154838709677421,15.835483870967741,0,0,0,13.235483870967743,16.067741935483873,null,null,null,"2007-07-15",7,2007,"72007",196,165.0032258064517,127.50967741935466,119.87096774193536,60.725806451612954,99.409677419354949,81.493548387096851,73.287096774193543,60.096774193548413,26.432258064516098,65.403225806451573,72.922580645161247,96.441935483870978,0,0,0,32.016129032258029,45.95806451612912,null,2016,2,29,"22016",0,0,0,0,0,0,0,0,0,0,0,0,null,null,null,0,0]
[null,null,null,"2007-07-16",7,2007,"72007",197,918.0677419354829,1068.9709677419382,1014.1967741935484,909.13548387096534,1002.1129032258061,1139.2677419354795,null,1193.7516129032247,1177.5935483870942,1299.177419354834,1227.8193548387094,1139.0290322580686,1148.0516129032271,null,0,0,0,1135.3612903225799,1267.7000000000057,null,2011,1,31,"12011",{"$f":"AG168/$AE168","v":10.406451612903227},11.316129032258065,10.732258064516129,9.9709677419354854,11.167741935483871,11.832258064516129,12.3,12.46774193548387,11.396774193548387,12.506451612903225,11.829032258064515,11.600000000000001,0,0,0,11.129032258064516,12.703225806451613,null,null,null,"2007-07-16",7,2007,"72007",197,167.39677419354848,129.39032258064498,121.32903225806439,61.474193548387149,100.59032258064528,82.706451612903308,74.112903225806448,61.003225806451638,27.267741935483841,66.596774193548342,74.177419354838662,98.158064516129045,0,0,0,32.383870967741899,46.641935483871059,null,2016,3,31,"32016",0,0,0,0,0,0,0,0,0,0,0,0,null,null,null,0,0]
[null,null,null,"2007-07-17",7,2007,"72007",198,918.70322580645063,1070.1129032258093,1015.3903225806453,910.20645161290088,1003.138709677419,1140.6032258064472,null,1195.3548387096762,1178.9806451612878,1301.0322580645113,1229.2580645161288,1140.0870967741976,1149.1548387096786,null,0,0,0,1136.983870967741,1269.4000000000058,null,2011,2,28,"22011",{"$f":"AG169/$AE169","v":8.0607142857142851},9.3035714285714288,8.7214285714285715,7.5678571428571431,8.1892857142857149,8.8285714285714274,9.1071428571428577,9.375,9.8035714285714288,9.6964285714285712,9.2857142857142865,9.2999999999999989,0,0,0,8.5142857142857142,9.35,null,null,null,"2007-07-17",7,2007,"72007",198,169.79032258064527,131.27096774193529,122.78709677419342,62.222580645161344,101.77096774193561,83.919354838709765,74.938709677419354,61.909677419354864,28.103225806451583,67.79032258064511,75.432258064516077,99.874193548387112,0,0,0,32.751612903225769,47.325806451612998,null,2016,4,30,"42016",2.1,1.5,1.3,0.1,0.6,0.2,0.9,0.9,0,0.4,0,0.2,null,null,null,0,0.2]
[null,null,null,"2007-07-18",7,2007,"72007",199,919.33870967741836,1071.2548387096804,1016.5838709677421,911.27741935483641,1004.1645161290319,1141.9387096774149,null,1196.9580645161277,1180.3677419354815,1302.8870967741886,1230.6967741935482,1141.1451612903265,1150.2580645161302,null,0,0,0,1138.6064516129022,1271.1000000000058,null,2011,3,31,"32011",{"$f":"AG170/$AE170","v":7.564516129032258},8.8451612903225811,8.5258064516129028,7.1258064516129034,7.919354838709677,8.6064516129032267,9.0548387096774192,9.6580645161290324,9.1709677419354847,9.4838709677419359,8.7064516129032246,8.9225806451612915,0,0,0,8.8967741935483868,9.2322580645161292,null,null,null,"2007-07-18",7,2007,"72007",199,172.18387096774205,133.15161290322561,124.24516129032244,62.970967741935539,102.95161290322594,85.132258064516222,75.764516129032259,62.81612903225809,28.938709677419325,68.983870967741879,76.687096774193492,101.59032258064518,0,0,0,33.11935483870964,48.009677419354936,null,2016,5,31,"52016",37.9,30.3,23.4,16.5,26.1,19.3,24.5,18.3,2.8,12.5,15.9,22.8,null,null,null,11.2,14]
[null,null,null,"2007-07-19",7,2007,"72007",200,919.9741935483861,1072.3967741935514,1017.7774193548389,912.34838709677194,1005.1903225806448,1143.2741935483825,null,1198.5612903225792,1181.7548387096751,1304.741935483866,1232.1354838709676,1142.2032258064555,1151.3612903225817,null,0,0,0,1140.2290322580634,1272.8000000000059,null,2011,4,30,"42011",{"$f":"AG171/$AE171","v":2.7833333333333332},4.0133333333333336,4.3600000000000003,3.3633333333333337,3.4466666666666668,4.3,4.7,4.5333333333333332,5.38,5.1166666666666663,4.0666666666666664,4.253333333333333,0,0,0,4.5333333333333332,4.5766666666666671,null,null,null,"2007-07-19",7,2007,"72007",200,174.57741935483884,135.03225806451593,125.70322580645147,63.719354838709734,104.13225806451626,86.345161290322679,76.590322580645164,63.722580645161315,29.774193548387068,70.177419354838648,77.941935483870907,103.30645161290325,0,0,0,33.48709677419351,48.693548387096875,null,2016,6,30,"62016",64.7,48.8,42.7,31.3,48,43.4,45.9,35.200000000000003,9.8000000000000007,27.4,33.4,43.1,null,null,null,17,33.799999999999997]
[null,null,null,"2007-07-20",7,2007,"72007",201,920.60967741935383,1073.5387096774225,1018.9709677419357,913.41935483870748,1006.2161290322576,1144.6096774193502,null,1200.1645161290307,1183.1419354838688,1306.5967741935433,1233.574193548387,1143.2612903225845,1152.4645161290332,null,0,0,0,1141.8516129032246,1274.5000000000059,null,2011,5,31,"52011",{"$f":"AG172/$AE172","v":2.2999999999999998},3.596774193548387,3.4419354838709677,3.0999999999999996,2.9387096774193546,3.5774193548387099,3.8419354838709676,3.9774193548387098,4.2806451612903222,3.9741935483870967,3.4387096774193546,3.1806451612903226,0,0,0,3.8032258064516129,4.274193548387097,null,null,null,"2007-07-20",7,2007,"72007",201,176.97096774193562,136.91290322580625,127.1612903225805,64.467741935483929,105.31290322580659,87.558064516129136,77.41612903225807,64.629032258064541,30.60967741935481,71.370967741935416,79.196774193548322,105.02258064516131,0,0,0,33.854838709677381,49.377419354838814,null,2016,7,31,"72016",127.3,96.7,89.2,67.099999999999994,83.7,84.8,63.2,40.700000000000003,39.700000000000003,73.7,82.1,100.3,null,null,null,26,39.6]
[null,null,null,"2007-07-21",7,2007,"72007",202,921.24516129032156,1074.6806451612936,1020.1645161290326,914.49032258064301,1007.2419354838705,1145.9451612903179,null,1201.7677419354823,1184.5290322580624,1308.4516129032206,1235.0129032258064,1144.3193548387135,1153.5677419354847,null,0,0,0,1143.4741935483858,1276.200000000006,null,2011,6,30,"62011",{"$f":"AG173/$AE173","v":1.6099999999999999},2.3066666666666666,2.3466666666666667,2.0099999999999998,2.1433333333333331,2.4833333333333334,3.08,2.8433333333333333,3.1133333333333337,2.8066666666666666,2.1599999999999997,2.02,0,0,0,2.95,3.3133333333333335,null,null,null,"2007-07-21",7,2007,"72007",202,179.36451612903241,138.79354838709656,128.61935483870954,65.216129032258124,106.49354838709692,88.770967741935593,78.241935483870975,65.535483870967767,31.445161290322552,72.564516129032185,80.451612903225737,106.73870967741938,0,0,0,34.222580645161251,50.061290322580753,null,2016,8,31,"82016",140.5,103.5,95.7,65.3,84.1,86.3,64,41,38.6,61.7,86.4,106.4,null,null,null,38.799999999999997,38.4]
[null,null,null,"2007-07-22",7,2007,"72007",203,921.88064516128929,1075.8225806451646,1021.3580645161294,915.56129032257854,1008.2677419354834,1147.2806451612855,null,1203.3709677419338,1185.9161290322561,1310.3064516128979,1236.4516129032259,1145.3774193548425,1154.6709677419362,null,0,0,0,1145.0967741935469,1277.900000000006,null,2011,7,31,"72011",{"$f":"AG174/$AE174","v":0.78709677419354829},1.3935483870967742,1.4967741935483871,1.0387096774193549,1.032258064516129,1.5419354838709676,1.9483870967741934,1.6870967741935483,2.0096774193548388,1.9548387096774194,1.2838709677419353,1.3548387096774193,0,0,0,1.6774193548387097,1.9838709677419355,null,null,null,"2007-07-22",7,2007,"72007",203,181.7580645161292,140.67419354838688,130.07741935483858,65.964516129032319,107.67419354838725,89.98387096774205,79.06774193548388,66.441935483870992,32.280645161290295,73.758064516128954,81.706451612903152,108.45483870967745,0,0,0,34.590322580645122,50.745161290322692,null,2016,9,30,"92016",94.1,69.900000000000006,53.4,45.1,53.4,56,38.6,35.6,29.2,46.3,56.9,78.400000000000006,null,null,null,28.3,26.3]
[null,null,null,"2007-07-23",7,2007,"72007",204,922.51612903225703,1076.9645161290357,1022.5516129032262,916.63225806451408,1009.2935483870963,1148.6161290322532,null,1204.9741935483853,1187.3032258064497,1312.1612903225753,1237.8903225806453,1146.4354838709714,1155.7741935483878,null,0,0,0,1146.7193548387081,1279.600000000006,null,2011,8,31,"82011",{"$f":"AG175/$AE175","v":0.66129032258064513},1.1838709677419357,1.2483870967741937,1.0709677419354839,1.0838709677419356,1.332258064516129,1.7903225806451613,1.8032258064516129,1.8967741935483871,1.9903225806451614,1.2096774193548387,1.2903225806451613,0,0,0,1.5064516129032259,1.8903225806451613,null,null,null,"2007-07-23",7,2007,"72007",204,184.15161290322598,142.5548387096772,131.53548387096762,66.712903225806514,108.85483870967758,91.196774193548507,79.893548387096786,67.348387096774218,33.116129032258037,74.951612903225723,82.961290322580567,110.17096774193551,0,0,0,34.958064516128992,51.42903225806463,null,2016,10,31,"102016",8,5.4,5.7,4.7,3.2,2.9,2.9,1.8,0.3,1.6,1.7,3.9,null,null,null,2.2999999999999998,0.4]
[null,null,null,"2007-07-24",7,2007,"72007",205,923.15161290322476,1078.1064516129068,1023.745161290323,917.70322580644961,1010.3193548387092,1149.9516129032208,null,1206.5774193548368,1188.6903225806434,1314.0161290322526,1239.3290322580647,1147.4935483871004,1156.8774193548393,null,0,0,0,1148.3419354838693,1281.3000000000061,null,2011,9,30,"92011",{"$f":"AG176/$AE176","v":0.99},1.6099999999999999,1.4666666666666666,0.87666666666666671,1.2466666666666666,1.53,1.9066666666666667,2.0466666666666664,2.15,2.14,1.3766666666666665,1.4233333333333333,0,0,0,1.7266666666666666,2.19,null,null,null,"2007-07-24",7,2007,"72007",205,186.54516129032277,144.43548387096752,132.99354838709667,67.461290322580709,110.03548387096791,92.409677419354963,80.719354838709691,68.254838709677443,33.951612903225779,76.145161290322491,84.216129032257982,111.88709677419358,0,0,0,35.325806451612863,52.112903225806569,null,2016,11,30,"112016",0.1,0,0.2,0.5,0,0,0,0,0,0,0,0,null,null,null,0,0]
[null,null,null,"2007-07-25",7,2007,"72007",206,923.78709677419249,1079.2483870967778,1024.9387096774199,918.77419354838514,1011.345161290322,1151.2870967741885,null,1208.1806451612883,1190.077419354837,1315.8709677419299,1240.7677419354841,1148.5516129032294,1157.9806451612908,null,0,0,0,1149.9645161290305,1283.0000000000061,null,2011,10,31,"102011",{"$f":"AG177/$AE177","v":2.5935483870967744},3.5548387096774197,3.1677419354838712,2.5387096774193547,2.8774193548387097,3.5903225806451613,4.032258064516129,3.6580645161290324,4.5354838709677416,4.3161290322580648,3.7193548387096773,3.4096774193548387,0,0,0,3.2,4.3000000000000007,null,null,null,"2007-07-25",7,2007,"72007",206,188.93870967741955,146.31612903225783,134.45161290322571,68.209677419354904,111.21612903225824,93.62258064516142,81.545161290322596,69.161290322580669,34.787096774193522,77.33870967741926,85.470967741935397,113.60322580645165,0,0,0,35.693548387096733,52.796774193548508,null,2016,12,31,"122016",0,0,0,0,0,0,0,0,0,0,0,0,null,null,null,0,0]
[null,null,null,"2007-07-26",7,2007,"72007",207,924.42258064516022,1080.3903225806489,1026.1322580645167,919.84516129032068,1012.3709677419349,1152.6225806451562,null,1209.7838709677399,1191.4645161290307,1317.7258064516072,1242.2064516129035,1149.6096774193584,1159.0838709677423,null,0,0,0,1151.5870967741917,1284.7000000000062,null,2011,11,30,"112011",{"$f":"AG178/$AE178","v":5.1233333333333331},5.8466666666666667,4.9300000000000006,3.6466666666666669,5.2333333333333334,6.4766666666666675,6.4133333333333331,5.7266666666666675,6.4933333333333341,7.03,6.6866666666666665,5.83,0,0,0,5.1066666666666665,6.33,null,null,null,"2007-07-26",7,2007,"72007",207,191.33225806451634,148.19677419354815,135.90967741935475,68.958064516129099,112.39677419354857,94.835483870967877,82.370967741935502,70.067741935483895,35.622580645161264,78.532258064516029,86.725806451612812,115.31935483870971,0,0,0,36.061290322580604,53.480645161290447,null,2017,1,31,"12017",0,0,0,0,0,0,0,0,0,0,0,0,null,null,null,0,0]
[null,null,null,"2007-07-27",7,2007,"72007",208,925.05806451612796,1081.53225806452,1027.3258064516135,920.91612903225621,1013.3967741935478,1153.9580645161238,null,1211.3870967741914,1192.8516129032243,1319.5806451612846,1243.6451612903229,1150.6677419354874,1160.1870967741938,null,0,0,0,1153.2096774193528,1286.4000000000062,null,{"$f":"AC179","v":2011},12,31,"122011",{"$f":"AG179/$AE179","v":8.7548387096774185},9.3999999999999986,8.4709677419354854,7.4,8.6580645161290324,9.7967741935483872,10.080645161290322,10.229032258064517,10.477419354838711,10.435483870967742,10.04516129032258,10.496774193548386,0,0,0,8.0774193548387103,10.303225806451612,null,null,null,"2007-07-27",7,2007,"72007",208,193.72580645161312,150.07741935483847,137.36774193548379,69.706451612903294,113.5774193548389,96.048387096774334,83.196774193548407,70.97419354838712,36.458064516129006,79.725806451612797,87.980645161290226,117.03548387096778,0,0,0,36.429032258064474,54.164516129032386,null,2017,2,28,"22017",0.7,0.5,0.1,0,0,0,0.1,0,0,0,0,0.5,null,null,null,0,0]
[null,null,null,"2007-07-28",7,2007,"72007",209,925.69354838709569,1082.674193548391,1028.5193548387103,921.98709677419174,1014.4225806451607,1155.2935483870915,null,1212.9903225806429,1194.238709677418,1321.4354838709619,1245.0838709677423,1151.7258064516163,1161.2903225806454,null,0,0,0,1154.832258064514,1288.1000000000063,null,2012,1,31,"12012",{"$f":"AG180/$AE180","v":8.9193548387096779},9.6838709677419352,9.1741935483870964,7.9258064516129032,9.3096774193548395,10.316129032258065,10.519354838709678,10.541935483870969,10.493548387096775,11.170967741935485,10.409677419354839,10.409677419354839,0,0,0,8.8419354838709676,9.7967741935483872,null,null,null,"2007-07-28",7,2007,"72007",209,196.11935483870991,151.95806451612879,138.82580645161283,70.454838709677489,114.75806451612922,97.261290322580791,84.022580645161312,71.880645161290346,37.293548387096749,80.919354838709566,89.235483870967641,118.75161290322585,0,0,0,36.796774193548345,54.848387096774324,null,2017,3,31,"32017",5,2.8,1.6,0.1,2,1.5,1.5,0.1,0.3,1.1000000000000001,2,3.1,null,null,null,0.3,0.4]
[null,null,null,"2007-07-29",7,2007,"72007",210,926.32903225806342,1083.8161290322621,1029.7129032258072,923.05806451612727,1015.4483870967736,1156.6290322580592,null,1214.5935483870944,1195.6258064516117,1323.2903225806392,1246.5225806451617,1152.7838709677453,1162.3935483870969,null,0,0,0,1156.4548387096752,1289.8000000000063,null,2012,2,29,"22012",{"$f":"AG181/$AE181","v":10.958620689655174},11.799999999999999,11.044827586206896,9.6103448275862071,10.906896551724138,11.73103448275862,11.596551724137932,10.568965517241379,9.9034482758620683,11.637931034482758,11.610344827586207,12.334482758620689,0,0,0,10.417241379310346,9.1344827586206883,null,null,null,"2007-07-29",7,2007,"72007",210,198.5129032258067,153.8387096774191,140.28387096774188,71.203225806451684,115.93870967741955,98.474193548387248,84.848387096774218,72.787096774193571,38.129032258064491,82.112903225806335,90.490322580645056,120.46774193548391,0,0,0,37.164516129032215,55.532258064516263,null,2017,4,30,"42017",9.1,5.5,3.1,1.7,3.7,3.2,2.6,0.2,1.8,2.5,3.1,4.0999999999999996,null,null,null,0.8,0.2]
[null,null,null,"2007-07-30",7,2007,"72007",211,926.96451612903115,1084.9580645161332,1030.906451612904,924.12903225806281,1016.4741935483864,1157.9645161290268,null,1216.1967741935459,1197.0129032258053,1325.1451612903165,1247.9612903225811,1153.8419354838743,1163.4967741935484,null,0,0,0,1158.0774193548364,1291.5000000000064,null,2012,3,31,"32012",{"$f":"AG182/$AE182","v":6.2806451612903222},7.3741935483870966,7.5,6.0225806451612902,6.7129032258064516,7.6645161290322577,7.4419354838709673,6.9838709677419351,7.6419354838709683,7.7967741935483863,7.4645161290322584,7.967741935483871,0,0,0,6.9096774193548383,7.0451612903225804,null,null,null,"2007-07-30",7,2007,"72007",211,200.90645161290348,155.71935483870942,141.74193548387092,71.951612903225879,117.11935483870988,99.687096774193705,85.674193548387123,73.693548387096797,38.964516129032233,83.306451612903103,91.745161290322471,122.18387096774198,0,0,0,37.532258064516085,56.216129032258202,null,2017,5,31,"52017",53.6,36,27.6,16.399999999999999,36.200000000000003,31.5,29.7,28.2,12.4,29.5,32.1,40.6,null,null,null,17.2,22.1]
[null,null,null,"2007-07-31",7,2007,"72007",212,927.59999999999889,1086.1000000000042,1032.1000000000008,925.19999999999834,1017.4999999999993,1159.2999999999945,null,1217.7999999999975,1198.399999999999,1326.9999999999939,1249.4000000000005,1154.9000000000033,1164.5999999999999,null,0,0,0,1159.6999999999975,1293.2000000000064,null,2012,4,30,{"$f":"AD331&AC331","v":"42012"},{"$f":"AG183/$AE183","v":6.47},7.5166666666666666,7.7333333333333334,6.8733333333333331,6.0266666666666673,8.52,8.543333333333333,8.4466666666666672,8.59,8.8933333333333344,8.1066666666666656,7.79,0,0,0,8.32,8.5866666666666678,null,null,null,"2007-07-31",7,2007,"72007",212,203.30000000000027,157.59999999999974,143.19999999999996,72.700000000000074,118.30000000000021,100.90000000000016,86.500000000000028,74.600000000000023,39.799999999999976,84.499999999999872,92.999999999999886,123.90000000000005,0,0,0,37.899999999999956,56.900000000000141,null,2017,6,30,"62017",120.6,87.8,72.599999999999994,52,72.3,54.4,51.1,30.8,35.299999999999997,47.5,69.099999999999994,86.3,null,null,null,31,26.7]
[null,null,null,"2007-08-01",8,2007,"82007",213,928.30645161290215,1087.5096774193592,1033.5516129032267,926.26774193548226,1018.4032258064509,1160.6999999999946,null,1219.5419354838684,1200.0096774193537,1329.0548387096712,1251.0580645161297,1156.0193548387128,1165.9709677419353,null,0,0,0,1161.0516129032233,1294.6677419354903,null,2012,5,31,"52012",{"$f":"AG184/$AE184","v":3.1903225806451614},3.903225806451613,3.9774193548387098,3.5677419354838706,3.7354838709677418,4.6709677419354838,4.8258064516129027,5.3161290322580648,6.1677419354838703,5.5419354838709678,4.5709677419354833,4.32258064516129,0,0,0,4.7516129032258068,5.2967741935483863,null,null,null,"2007-08-01",8,2007,"82007",213,205.73870967741962,159.39032258064489,144.97419354838706,74.232258064516202,120.23870967741956,102.57419354838726,87.725806451612925,75.554838709677441,40.722580645161266,85.967741935483744,94.835483870967622,125.65483870967746,0,0,0,38.390322580645119,57.603225806451753,null,2017,7,31,"72017",128.80000000000001,89.1,81.2,67.900000000000006,88.7,83.8,60.9,32.4,23.4,49,69.8,81.599999999999994,null,null,null,30.8,34.4]
[null,null,null,"2007-08-02",8,2007,"82007",214,929.01290322580542,1088.9193548387141,1035.0032258064525,927.33548387096619,1019.3064516129025,1162.0999999999947,null,1221.2838709677394,1201.6193548387084,1331.1096774193486,1252.7161290322588,1157.1387096774224,1167.3419354838707,null,0,0,0,1162.403225806449,1296.1354838709742,null,2012,6,30,"62012",{"$f":"AG185/$AE185","v":1.5433333333333332},2.1333333333333333,1.7766666666666666,1.8966666666666667,1.8099999999999998,2.6566666666666667,2.4066666666666667,3.0166666666666666,3.83,2.9266666666666667,2.503333333333333,2.35,0,0,0,2.6433333333333331,3.2866666666666666,null,null,null,"2007-08-02",8,2007,"82007",214,208.17741935483897,161.18064516129004,146.74838709677417,75.76451612903233,122.17741935483892,104.24838709677435,88.951612903225822,76.509677419354858,41.645161290322555,87.435483870967616,96.670967741935357,127.40967741935488,0,0,0,38.880645161290282,58.306451612903366,null,2017,8,31,"82017",88.1,68.900000000000006,62.7,44.6,57.9,55.7,46.6,31.2,33.6,42.1,56.8,67,null,null,null,21.2,25.9]
[null,null,null,"2007-08-03",8,2007,"82007",215,929.71935483870868,1090.329032258069,1036.4548387096784,928.40322580645011,1020.2096774193541,1163.4999999999948,null,1223.0258064516104,1203.2290322580632,1333.164516129026,1254.3741935483879,1158.258064516132,1168.712903225806,null,0,0,0,1163.7548387096747,1297.6032258064581,null,2012,7,31,"72012",{"$f":"AG186/$AE186","v":0.6645161290322581},1.2935483870967743,1.2516129032258063,1.0903225806451613,1.0838709677419356,1.5161290322580645,1.4193548387096775,1.4870967741935484,2.096774193548387,1.7000000000000002,1.2096774193548387,1.2774193548387098,0,0,0,1.7870967741935484,1.9709677419354839,null,null,null,"2007-08-03",8,2007,"82007",215,210.61612903225833,162.9709677419352,148.52258064516127,77.296774193548458,124.11612903225827,105.92258064516145,90.177419354838719,77.464516129032276,42.567741935483845,88.903225806451488,98.506451612903092,129.16451612903231,0,0,0,39.370967741935445,59.009677419354979,null,2017,9,30,"92017",36.4,25.6,22.5,16.399999999999999,24.7,20.9,16.2,12,7,12.9,18.8,26.3,null,null,null,6.7,6.6]
[null,null,null,"2007-08-04",8,2007,"82007",216,930.42580645161195,1091.7387096774239,1037.9064516129042,929.47096774193403,1021.1129032258057,1164.8999999999949,null,1224.7677419354814,1204.8387096774179,1335.2193548387033,1256.032258064517,1159.3774193548415,1170.0838709677414,null,0,0,0,1165.1064516129004,1299.070967741942,null,2012,8,31,"82012",{"$f":"AG187/$AE187","v":0.46774193548387094},0.89999999999999991,0.74516129032258072,0.4258064516129032,0.57741935483870965,1.0709677419354839,1,1.1645161290322581,1.4806451612903226,1.3580645161290323,0.9419354838709677,0.75806451612903225,0,0,0,0.8,0.97741935483870968,null,null,null,"2007-08-04",8,2007,"82007",216,213.05483870967768,164.76129032258035,150.29677419354837,78.829032258064586,126.05483870967763,107.59677419354854,91.403225806451616,78.419354838709694,43.490322580645135,90.37096774193536,100.34193548387083,130.91935483870972,0,0,0,39.861290322580608,59.712903225806592,null,2017,10,31,"102017",17.5,10,12.9,7.6,10.4,8.5,9.4,4.0999999999999996,4.4000000000000004,8.3000000000000007,9.3000000000000007,12.4,null,null,null,4.5999999999999996,2.6]
[null,null,null,"2007-08-05",8,2007,"82007",217,931.13225806451521,1093.1483870967788,1039.3580645161301,930.53870967741796,1022.0161290322573,1166.299999999995,null,1226.5096774193523,1206.4483870967726,1337.2741935483807,1257.6903225806461,1160.4967741935511,1171.4548387096768,null,0,0,0,1166.4580645161261,1300.5387096774259,null,2012,9,30,"92012",{"$f":"AG188/$AE188","v":2},3.1466666666666669,2.9466666666666668,2.11,2.5666666666666669,3.58,3.5433333333333334,3.2033333333333331,3.2199999999999998,3.7,3.07,2.9333333333333331,0,0,0,2.8966666666666669,3.4366666666666665,null,null,null,"2007-08-05",8,2007,"82007",217,215.49354838709704,166.5516129032255,152.07096774193548,80.361290322580714,127.99354838709698,109.27096774193564,92.629032258064512,79.374193548387112,44.412903225806424,91.838709677419232,102.17741935483856,132.67419354838714,0,0,0,40.351612903225771,60.416129032258205,null,2017,11,30,"112017",0.2,0,0,0.1,0,0,0,0,0,0,0,0,null,null,null,0,0]
[null,null,null,"2007-08-06",8,2007,"82007",218,931.83870967741848,1094.5580645161338,1040.8096774193559,931.60645161290188,1022.9193548387088,1167.699999999995,null,1228.2516129032233,1208.0580645161274,1339.3290322580581,1259.3483870967752,1161.6161290322607,1172.8258064516122,null,0,0,0,1167.8096774193518,1302.0064516129098,null,2012,10,31,"102012",{"$f":"AG189/$AE189","v":4.5},5.2354838709677427,4.532258064516129,3.8483870967741933,5.2483870967741932,6.5193548387096776,6.2935483870967737,7.0451612903225804,7.0483870967741939,7.241935483870968,6.3032258064516133,5.7838709677419358,0,0,0,5.0516129032258066,6.9258064516129032,null,null,null,"2007-08-06",8,2007,"82007",218,217.93225806451639,168.34193548387066,153.84516129032258,81.893548387096843,129.93225806451633,110.94516129032273,93.854838709677409,80.32903225806453,45.335483870967714,93.306451612903103,104.0129032258063,134.42903225806455,0,0,0,40.841935483870934,61.119354838709818,null,2017,12,31,"122017",0,0,0,0,0,0,0,0,0,0,0,0,null,null,null,0,0]
[null,null,null,"2007-08-07",8,2007,"82007",219,932.54516129032174,1095.9677419354887,1042.2612903225818,932.6741935483858,1023.8225806451604,1169.0999999999951,null,1229.9935483870943,1209.6677419354821,1341.3838709677354,1261.0064516129044,1162.7354838709703,1174.1967741935475,null,0,0,0,1169.1612903225775,1303.4741935483937,null,2012,11,30,"112012",{"$f":"AG190/$AE190","v":7.7866666666666662},8.6466666666666665,7.6866666666666665,7.0966666666666667,8.456666666666667,9.5,9.15,8.8933333333333344,9.0466666666666651,9.6166666666666671,9.0733333333333324,9.1633333333333322,0,0,0,8.2966666666666669,9.620000000000001,null,null,null,"2007-08-07",8,2007,"82007",219,220.37096774193574,170.13225806451581,155.61935483870968,83.425806451612971,131.87096774193569,112.61935483870982,95.080645161290306,81.283870967741947,46.258064516129004,94.774193548386975,105.84838709677403,136.18387096774197,0,0,0,41.332258064516097,61.82258064516143,null,2018,1,31,"12018",0,0,0,0,0,0,0,0,0,0,0,0,null,null,null,0,0]
[null,null,null,"2007-08-08",8,2007,"82007",220,933.25161290322501,1097.3774193548436,1043.7129032258076,933.74193548386972,1024.725806451612,1170.4999999999952,null,1231.7354838709653,1211.2774193548369,1343.4387096774128,1262.6645161290335,1163.8548387096798,1175.5677419354829,null,0,0,0,1170.5129032258033,1304.9419354838776,null,2012,12,31,"122012",{"$f":"AG191/$AE191","v":9.7258064516129039},10.46774193548387,9.5290322580645146,8.1870967741935488,9.7258064516129039,11.193548387096774,11.193548387096774,11.267741935483871,11.009677419354839,11.748387096774193,11.30967741935484,11.135483870967741,0,0,0,9.1870967741935488,11.04516129032258,null,null,null,"2007-08-08",8,2007,"82007",220,222.8096774193551,171.92258064516096,157.39354838709679,84.958064516129099,133.80967741935504,114.29354838709692,96.306451612903203,82.238709677419365,47.180645161290293,96.241935483870847,107.68387096774177,137.93870967741938,0,0,0,41.82258064516126,62.525806451613043,null,2018,2,28,"22018"]
[null,null,null,"2007-08-09",8,2007,"82007",221,933.95806451612827,1098.7870967741985,1045.1645161290335,934.80967741935365,1025.6290322580637,1171.8999999999953,null,1233.4774193548362,1212.8870967741916,1345.4935483870902,1264.3225806451626,1164.9741935483894,1176.9387096774183,null,0,0,0,1171.864516129029,1306.4096774193615,null,2013,1,31,"12013",{"$f":"AG192/$AE192","v":11.245161290322581},11.851612903225806,10.503225806451614,9.2032258064516128,11.041935483870969,12.387096774193548,11.96774193548387,11.329032258064515,11.264516129032257,12.296774193548387,12.548387096774194,13.445161290322581,0,0,0,10.480645161290322,10.812903225806451,null,null,null,"2007-08-09",8,2007,"82007",221,225.24838709677445,173.71290322580612,159.16774193548389,86.490322580645227,135.74838709677439,115.96774193548401,97.5322580645161,83.193548387096783,48.103225806451583,97.709677419354719,109.5193548387095,139.6935483870968,0,0,0,42.312903225806423,63.229032258064656,null,2018,3,31,"32018"]
[null,null,null,"2007-08-10",8,2007,"82007",222,934.66451612903154,1100.1967741935534,1046.6161290322593,935.87741935483757,1026.5322580645154,1173.2999999999954,null,1235.2193548387072,1214.4967741935463,1347.5483870967676,1265.9806451612917,1166.093548387099,1178.3096774193536,null,0,0,0,1173.2161290322547,1307.8774193548454,null,2013,2,29,"22013",{"$f":"AG193/$AE193","v":11.196551724137931},11.99655172413793,11.224137931034482,9.7241379310344822,8.0896551724137922,12.351724137931035,12.03448275862069,11.46551724137931,11.251724137931035,12.134482758620688,12.179310344827586,12.179310344827586,0,0,0,10.803448275862069,10.941379310344828,null,null,null,"2007-08-10",8,2007,"82007",222,227.6870967741938,175.50322580645127,160.94193548387099,88.022580645161355,137.68709677419375,117.64193548387111,98.758064516128997,84.148387096774201,49.025806451612873,99.177419354838591,111.35483870967724,141.44838709677421,0,0,0,42.803225806451586,63.932258064516269,null,2018,4,30,"42018"]
[null,null,null,"2007-08-11",8,2007,"82007",223,935.37096774193481,1101.6064516129084,1048.0677419354852,936.94516129032149,1027.4354838709671,1174.6999999999955,null,1236.9612903225782,1216.1064516129011,1349.6032258064449,1267.6387096774208,1167.2129032258085,1179.680645161289,null,0,0,0,1174.5677419354804,1309.3451612903293,null,2013,3,31,"32013",{"$f":"AG194/$AE194","v":11.487096774193549},12.125806451612902,11.587096774193547,10.338709677419354,11.558064516129033,13.287096774193548,12.935483870967742,13.022580645161289,12.748387096774193,13.174193548387096,13.161290322580646,12.554838709677419,0,0,0,11.774193548387096,12.374193548387098,null,null,null,"2007-08-11",8,2007,"82007",223,230.12580645161316,177.29354838709642,162.7161290322581,89.554838709677483,139.6258064516131,119.3161290322582,99.983870967741893,85.103225806451618,49.948387096774162,100.64516129032246,113.19032258064497,143.20322580645163,0,0,0,43.293548387096749,64.635483870967889,null,2018,5,31,"52018"]
[null,null,null,"2007-08-12",8,2007,"82007",224,936.07741935483807,1103.0161290322633,1049.519354838711,938.01290322580542,1028.3387096774188,1176.0999999999956,null,1238.7032258064492,1217.7161290322558,1351.6580645161223,1269.2967741935499,1168.3322580645181,1181.0516129032244,null,0,0,0,1175.9193548387061,1310.8129032258132,null,2013,4,30,"42013",{"$f":"AG195/$AE195","v":6.71},7.7733333333333325,8.0500000000000007,7.4533333333333331,7.0600000000000005,8.1399999999999988,8.1333333333333329,8.4633333333333329,8.4333333333333336,8.56,7.8033333333333328,7.9133333333333331,0,0,0,8.1966666666666672,8.4233333333333338,null,null,null,"2007-08-12",8,2007,"82007",224,232.56451612903251,179.08387096774157,164.4903225806452,91.087096774193611,141.56451612903246,120.9903225806453,101.20967741935479,86.058064516129036,50.870967741935452,102.11290322580633,115.02580645161271,144.95806451612904,0,0,0,43.783870967741912,65.338709677419502,null,2018,6,30,"62018"]
[null,null,null,"2007-08-13",8,2007,"82007",225,936.78387096774134,1104.4258064516182,1050.9709677419369,939.08064516128934,1029.2419354838705,1177.4999999999957,null,1240.4451612903201,1219.3258064516106,1353.7129032257997,1270.9548387096791,1169.4516129032277,1182.4225806451598,null,0,0,0,1177.2709677419318,1312.2806451612971,null,2013,5,31,"52013",{"$f":"AG196/$AE196","v":3.9322580645161294},5.0451612903225804,4.6322580645161286,4.9258064516129032,4.7354838709677427,5.5032258064516126,5.2677419354838717,5.3032258064516133,6.0193548387096776,5.1677419354838703,4.9258064516129032,5.32258064516129,0,0,0,6.1645161290322577,5.4612903225806457,null,null,null,"2007-08-13",8,2007,"82007",225,235.00322580645187,180.87419354838673,166.2645161290323,92.619354838709739,143.50322580645181,122.66451612903239,102.43548387096769,87.012903225806454,51.793548387096742,103.58064516129021,116.86129032258044,146.71290322580646,0,0,0,44.274193548387075,66.041935483871114,null,2018,7,31,"72018"]
[null,null,null,"2007-08-14",8,2007,"82007",226,937.4903225806446,1105.8354838709731,1052.4225806451627,940.14838709677326,1030.1451612903222,1178.8999999999958,null,1242.1870967741911,1220.9354838709653,1355.767741935477,1272.6129032258082,1170.5709677419372,1183.7935483870951,null,0,0,0,1178.6225806451575,1313.748387096781,null,2013,6,30,"62013",{"$f":"AG197/$AE197","v":1.43},2.2800000000000002,1.82,1.8666666666666667,1.76,2.5166666666666666,2.4266666666666667,2.3266666666666667,3.3666666666666667,2.7566666666666668,2.3733333333333335,2.4933333333333332,0,0,0,2.86,2.3633333333333337,null,null,null,"2007-08-14",8,2007,"82007",226,237.44193548387122,182.66451612903188,168.0387096774194,94.151612903225868,145.44193548387116,124.33870967741949,103.66129032258058,87.967741935483872,52.716129032258031,105.04838709677408,118.69677419354818,148.46774193548387,0,0,0,44.764516129032238,66.745161290322727,null,2018,8,31,"82018"]
[null,null,null,"2007-08-15",8,2007,"82007",227,938.19677419354787,1107.245161290328,1053.8741935483886,941.21612903225719,1031.0483870967739,1180.2999999999959,null,1243.9290322580621,1222.54516129032,1357.8225806451544,1274.2709677419373,1171.6903225806468,1185.1645161290305,null,0,0,0,1179.9741935483833,1315.2161290322649,null,2013,7,31,"72013",{"$f":"AG198/$AE198","v":0.3032258064516129},0.86774193548387091,0.82258064516129037,0.51935483870967747,0.37741935483870964,0.8032258064516129,0.73548387096774193,0.65806451612903216,0.82580645161290323,0.92903225806451617,0.55161290322580647,0.76129032258064522,0,0,0,0.75161290322580643,0.65483870967741942,null,null,null,"2007-08-15",8,2007,"82007",227,239.88064516129057,184.45483870967703,169.81290322580651,95.683870967741996,147.38064516129052,126.01290322580658,104.88709677419348,88.92258064516129,53.638709677419321,106.51612903225795,120.53225806451591,150.22258064516129,0,0,0,45.254838709677401,67.44838709677434,null,2018,9,30,"92018"]
[null,null,null,"2007-08-16",8,2007,"82007",228,938.90322580645113,1108.654838709683,1055.3258064516144,942.28387096774111,1031.9516129032256,1181.699999999996,null,1245.6709677419331,1224.1548387096748,1359.8774193548318,1275.9290322580664,1172.8096774193564,1186.5354838709659,null,0,0,0,1181.325806451609,1316.6838709677488,null,{"$f":"AC199","v":2013},8,31,"82013",{"$f":"AG199/$AE199","v":0.39032258064516129},0.90645161290322585,1.0838709677419356,0.58387096774193548,0.52903225806451604,0.93870967741935485,0.98064516129032253,0.93225806451612903,1.1000000000000001,1.2322580645161292,0.7,0.77419354838709675,0,0,0,0.71935483870967742,0.85483870967741937,null,null,null,"2007-08-16",8,2007,"82007",228,242.31935483870993,186.24516129032219,171.58709677419361,97.216129032258124,149.31935483870987,127.68709677419368,106.11290322580638,89.877419354838707,54.561290322580611,107.98387096774182,122.36774193548365,151.9774193548387,0,0,0,45.745161290322564,68.151612903225953,null,2018,10,31,"102018"]
[null,null,null,"2007-08-17",8,2007,"82007",229,939.6096774193544,1110.0645161290379,1056.7774193548403,943.35161290322503,1032.8548387096773,1183.099999999996,null,1247.412903225804,1225.7645161290295,1361.9322580645091,1277.5870967741955,1173.9290322580659,1187.9064516129013,null,0,0,0,1182.6774193548347,1318.1516129032327,null,2013,9,30,"92013",{"$f":"AG200/$AE200","v":1.7},2.503333333333333,2.2999999999999998,1.3266666666666667,1.71,2.3966666666666669,2.7800000000000002,2.8666666666666667,3.0833333333333335,3.3633333333333337,2.3966666666666669,2.6133333333333337,0,0,0,1.9200000000000002,2.5900000000000003,null,null,null,"2007-08-17",8,2007,"82007",229,244.75806451612928,188.03548387096734,173.36129032258071,98.748387096774252,151.25806451612922,129.36129032258077,107.33870967741927,90.832258064516125,55.4838709677419,109.45161290322569,124.20322580645139,153.73225806451612,0,0,0,46.235483870967727,68.854838709677566,null,2018,11,30,"112018"]
[null,null,null,"2007-08-18",8,2007,"82007",230,940.31612903225766,1111.4741935483928,1058.2290322580661,944.41935483870895,1033.758064516129,1184.4999999999961,null,1249.154838709675,1227.3741935483843,1363.9870967741865,1279.2451612903246,1175.0483870967755,1189.2774193548366,null,0,0,0,1184.0290322580604,1319.6193548387166,null,{"$f":"AC201","v":2013},10,31,{"$f":"AD349&AC349","v":"102013"},{"$f":"AG201/$AE201","v":2.4548387096774191},3.2580645161290325,2.9709677419354836,2.032258064516129,2.6870967741935483,3.338709677419355,3.3129032258064517,3.661290322580645,3.9935483870967743,3.9483870967741939,3.2645161290322582,3.2677419354838708,0,0,0,2.8483870967741933,4.1387096774193548,null,null,null,"2007-08-18",8,2007,"82007",230,247.19677419354863,189.82580645161249,175.13548387096782,100.28064516129038,153.19677419354858,131.03548387096788,108.56451612903217,91.787096774193543,56.40645161290319,110.91935483870957,126.03870967741912,155.48709677419353,0,0,0,46.72580645161289,69.558064516129178,null,2018,12,31,"122018"]
[null,null,null,"2007-08-19",8,2007,"82007",231,941.02258064516093,1112.8838709677477,1059.680645161292,945.48709677419288,1034.6612903225807,1185.8999999999962,null,1250.896774193546,1228.983870967739,1366.0419354838639,1280.9032258064537,1176.1677419354851,1190.648387096772,null,0,0,0,1185.3806451612861,1321.0870967742005,null,2013,11,30,"112013",{"$f":"AG202/$AE202","v":7.95},8.7366666666666681,8.6999999999999993,7.3666666666666663,8.6633333333333322,9.3266666666666662,9.5533333333333346,10.163333333333332,9.4166666666666661,10.313333333333333,9.41,9.5233333333333334,0,0,0,7.6433333333333335,9.5933333333333337,null,null,null,"2007-08-19",8,2007,"82007",231,249.63548387096799,191.61612903225765,176.90967741935492,101.81290322580651,155.13548387096793,132.70967741935499,109.79032258064507,92.741935483870961,57.32903225806448,112.38709677419344,127.87419354838686,157.24193548387095,0,0,0,47.216129032258053,70.261290322580791]
[null,null,null,"2007-08-20",8,2007,"82007",232,941.72903225806419,1114.2935483871026,1061.1322580645178,946.5548387096768,1035.5645161290324,1187.2999999999963,null,1252.638709677417,1230.5935483870937,1368.0967741935413,1282.5612903225829,1177.2870967741947,1192.0193548387074,null,0,0,0,1186.7322580645118,1322.5548387096844,null,2013,12,31,"122013",{"$f":"AG203/$AE203","v":8.629032258064516},9.7838709677419367,9.0903225806451609,7.3774193548387093,8.5741935483870968,9.2612903225806456,9.1387096774193548,8.3967741935483868,9.2967741935483872,9.8290322580645153,9.7709677419354826,9.9129032258064527,0,0,0,8.3000000000000007,9.0870967741935473,null,null,null,"2007-08-20",8,2007,"82007",232,252.07419354838734,193.4064516129028,178.68387096774202,103.34516129032264,157.07419354838729,134.3838709677421,111.01612903225796,93.696774193548379,58.251612903225769,113.85483870967731,129.70967741935459,158.99677419354836,0,0,0,47.706451612903216,70.964516129032404,null,"COOLING DEGREE DAYS TO BASE 18.5"]
[null,null,null,"2007-08-21",8,2007,"82007",233,942.43548387096746,1115.7032258064576,1062.5838709677437,947.62258064516072,1036.4677419354841,1188.6999999999964,null,1254.3806451612879,1232.2032258064485,1370.1516129032186,1284.219354838712,1178.4064516129042,1193.3903225806428,null,0,0,0,1188.0838709677375,1324.0225806451683,null,2014,1,31,"12014",{"$f":"AG204/$AE204","v":8.6451612903225801},9.4161290322580644,9.0967741935483879,8.0774193548387103,9.241935483870968,9.9483870967741925,9.5806451612903221,9.6193548387096772,10.63225806451613,10.67741935483871,10.377419354838709,10,0,0,0,9.3096774193548395,10.416129032258064,null,null,null,"2007-08-21",8,2007,"82007",233,254.5129032258067,195.19677419354795,180.45806451612913,104.87741935483876,159.01290322580664,136.05806451612921,112.24193548387086,94.651612903225796,59.174193548387059,115.32258064516118,131.54516129032234,160.75161290322578,0,0,0,48.196774193548379,71.667741935484017]
[null,null,null,"2007-08-22",8,2007,"82007",234,943.14193548387072,1117.1129032258125,1064.0354838709695,948.69032258064465,1037.3709677419358,1190.0999999999965,null,1256.1225806451589,1233.8129032258032,1372.206451612896,1285.8774193548411,1179.5258064516138,1194.7612903225781,null,0,0,0,1189.4354838709633,1325.4903225806522,null,2014,2,29,"22014",{"$f":"AG205/$AE205","v":7.7241379310344831},8.4448275862068964,8.0448275862068961,7.7793103448275858,8.5586206896551715,8.9551724137931039,8.8275862068965516,9.0896551724137939,9.3827586206896552,9.3931034482758609,9.272413793103448,8.6724137931034484,0,0,0,9.1413793103448278,9.8586206896551722,null,null,null,"2007-08-22",8,2007,"82007",234,256.95161290322608,196.98709677419311,182.23225806451623,106.40967741935489,160.95161290322599,137.73225806451632,113.46774193548376,95.606451612903214,60.096774193548349,116.79032258064505,133.38064516129009,162.50645161290319,0,0,0,48.687096774193542,72.37096774193563,null,"Year","Month","No. Days",null,1,2,3,4,5,6,7,8,9,10,11,12,13,14,15,16,17]
[null,null,null,"2007-08-23",8,2007,"82007",235,943.84838709677399,1118.5225806451674,1065.4870967741954,949.75806451612857,1038.2741935483875,1191.4999999999966,null,1257.8645161290299,1235.422580645158,1374.2612903225734,1287.5354838709702,1180.6451612903234,1196.1322580645135,null,0,0,0,1190.787096774189,1326.9580645161361,null,2014,3,31,"32014",{"$f":"AG206/$AE206","v":6.4774193548387098},7.758064516129032,7.7290322580645157,6.9322580645161294,7.7322580645161283,7.8096774193548386,8.258064516129032,8.0870967741935473,8.3903225806451616,8.7548387096774185,7.8322580645161297,7.919354838709677,0,0,0,8.1387096774193548,8.693548387096774,null,null,null,"2007-08-23",8,2007,"82007",235,259.39032258064543,198.77741935483826,184.00645161290333,107.94193548387102,162.89032258064535,139.40645161290342,114.69354838709666,96.561290322580632,61.019354838709638,118.25806451612893,135.21612903225784,164.26129032258061,0,0,0,49.177419354838705,73.074193548387242,null,2007,1,31,{"$f":"BY354&BX354","v":"12007"}]
[null,null,null,"2007-08-24",8,2007,"82007",236,944.55483870967726,1119.9322580645223,1066.9387096774212,950.82580645161249,1039.1774193548392,1192.8999999999967,null,1259.6064516129009,1237.0322580645127,1376.3161290322507,1289.1935483870993,1181.7645161290329,1197.5032258064489,null,0,0,0,1192.1387096774147,1328.42580645162,null,2014,4,30,"42014",{"$f":"AG207/$AE207","v":3.98},4.9899999999999993,5.4766666666666675,4.8866666666666667,4.8933333333333335,5.3833333333333337,5.1266666666666669,5.496666666666667,6.6466666666666665,5.9766666666666675,5.1800000000000006,4.8033333333333328,0,0,0,5.7233333333333327,5.1966666666666672,null,null,null,"2007-08-24",8,2007,"82007",236,261.82903225806479,200.56774193548341,185.78064516129044,109.47419354838715,164.8290322580647,141.08064516129053,115.91935483870955,97.51612903225805,61.941935483870928,119.7258064516128,137.05161290322559,166.01612903225802,0,0,0,49.667741935483868,73.777419354838855,null,2007,2,28,"22007"]
[null,null,null,"2007-08-25",8,2007,"82007",237,945.26129032258052,1121.3419354838773,1068.3903225806471,951.89354838709642,1040.0806451612909,1194.2999999999968,null,1261.3483870967718,1238.6419354838674,1378.3709677419281,1290.8516129032284,1182.8838709677425,1198.8741935483843,null,0,0,0,1193.4903225806404,1329.8935483871039,null,2014,5,31,"52014",{"$f":"AG208/$AE208","v":2.5129032258064519},3.5354838709677416,3.467741935483871,3.1129032258064515,3.0161290322580645,3.629032258064516,3.6774193548387095,3.8,4.3290322580645162,3.9193548387096775,3.4483870967741939,3.0677419354838706,0,0,0,3.9838709677419355,3.8645161290322578,null,null,null,"2007-08-25",8,2007,"82007",237,264.26774193548414,202.35806451612856,187.55483870967754,111.00645161290328,166.76774193548405,142.75483870967764,117.14516129032245,98.470967741935468,62.864516129032218,121.19354838709667,138.88709677419334,167.77096774193544,0,0,0,50.158064516129031,74.480645161290468,null,2007,3,31,"32007"]
[null,null,null,"2007-08-26",8,2007,"82007",238,945.96774193548379,1122.7516129032322,1069.8419354838729,952.96129032258034,1040.9838709677426,1195.6999999999969,null,1263.0903225806428,1240.2516129032222,1380.4258064516055,1292.5096774193576,1184.0032258064521,1200.2451612903196,null,0,0,0,1194.8419354838661,1331.3612903225878,null,2014,6,30,"62014",{"$f":"AG209/$AE209","v":0.81333333333333324},1.6033333333333333,1.4433333333333331,1.0266666666666666,1.0233333333333332,1.65,1.7333333333333334,1.4666666666666666,1.7466666666666666,1.9066666666666667,1.4833333333333334,1.6766666666666665,0,0,0,1.9,1.6866666666666668,null,null,null,"2007-08-26",8,2007,"82007",238,266.70645161290349,204.14838709677372,189.32903225806464,112.5387096774194,168.70645161290341,144.42903225806475,118.37096774193535,99.425806451612885,63.787096774193508,122.66129032258054,140.72258064516109,169.52580645161285,0,0,0,50.648387096774194,75.183870967742081,null,2007,4,30,"42007"]
[null,null,null,"2007-08-27",8,2007,"82007",239,946.67419354838705,1124.1612903225871,1071.2935483870988,954.02903225806426,1041.8870967741943,1197.099999999997,null,1264.8322580645138,1241.8612903225769,1382.4806451612828,1294.1677419354867,1185.1225806451616,1201.616129032255,null,0,0,0,1196.1935483870918,1332.8290322580717,null,2014,7,31,"72014",{"$f":"AG210/$AE210","v":0.32580645161290323},0.71935483870967742,0.90645161290322585,0.51290322580645165,0.43870967741935485,0.91612903225806452,1.064516129032258,0.90645161290322585,1.0709677419354839,1.1419354838709677,0.54838709677419351,0.59677419354838712,0,0,0,0.83870967741935487,0.85161290322580641,null,null,null,"2007-08-27",8,2007,"82007",239,269.14516129032285,205.93870967741887,191.10322580645175,114.07096774193553,170.64516129032276,146.10322580645186,119.59677419354824,100.3806451612903,64.709677419354804,124.12903225806441,142.55806451612884,171.28064516129027,0,0,0,51.138709677419357,75.887096774193694,null,2007,5,31,"52007"]
[null,null,null,"2007-08-28",8,2007,"82007",240,947.38064516129032,1125.570967741942,1072.7451612903246,955.09677419354819,1042.790322580646,1198.499999999997,null,1266.5741935483848,1243.4709677419316,1384.5354838709602,1295.8258064516158,1186.2419354838712,1202.9870967741904,null,0,0,0,1197.5451612903175,1334.2967741935556,null,2014,8,31,"82014",{"$f":"AG211/$AE211","v":0.88387096774193541},1.6322580645161291,1.6193548387096774,1.0612903225806452,1.2741935483870968,1.6161290322580646,1.6290322580645162,1.8677419354838709,2.0161290322580645,1.9419354838709679,1.3870967741935485,1.4290322580645161,0,0,0,1.3161290322580643,1.8709677419354838,null,null,null,"2007-08-28",8,2007,"82007",240,271.5838709677422,207.72903225806402,192.87741935483885,115.60322580645166,172.58387096774211,147.77741935483897,120.82258064516114,101.33548387096772,65.632258064516094,125.59677419354828,144.39354838709659,173.03548387096768,0,0,0,51.62903225806452,76.590322580645307,null,2007,6,30,"62007"]
[null,null,null,"2007-08-29",8,2007,"82007",241,948.08709677419358,1126.9806451612969,1074.1967741935505,956.16451612903211,1043.6935483870977,1199.8999999999971,null,1268.3161290322557,1245.0806451612864,1386.5903225806376,1297.4838709677449,1187.3612903225808,1204.3580645161258,null,0,0,0,1198.8967741935433,1335.7645161290395,null,2014,9,30,"92014",{"$f":"AG212/$AE212","v":0.84},1.7866666666666666,1.84,0.85,1.1333333333333333,1.7366666666666668,2.3699999999999997,1.8733333333333335,2.3633333333333337,2.3633333333333337,1.5366666666666666,1.72,0,0,0,1.3766666666666665,2.1800000000000002,null,null,null,"2007-08-29",8,2007,"82007",241,274.02258064516155,209.51935483870918,194.65161290322595,117.13548387096779,174.52258064516147,149.45161290322608,122.04838709677404,102.29032258064514,66.554838709677384,127.06451612903216,146.22903225806434,174.7903225806451,0,0,0,52.119354838709683,77.293548387096919,null,2007,7,31,"72007"]
[null,null,null,"2007-08-30",8,2007,"82007",242,948.79354838709685,1128.3903225806519,1075.6483870967763,957.23225806451603,1044.5967741935494,1201.2999999999972,null,1270.0580645161267,1246.6903225806411,1388.6451612903149,1299.141935483874,1188.4806451612903,1205.7290322580611,null,0,0,0,1200.248387096769,1337.2322580645234,null,2014,10,31,"102014",{"$f":"AG213/$AE213","v":2.064516129032258},2.9225806451612901,2.7774193548387096,1.9290322580645161,2.6806451612903226,3.4548387096774191,3.7,3.9161290322580649,3.8870967741935485,4.3451612903225802,3.4967741935483874,3.0258064516129033,0,0,0,3.2419354838709675,4.5290322580645164,null,null,null,"2007-08-30",8,2007,"82007",242,276.46129032258091,211.30967741935433,196.42580645161306,118.66774193548392,176.46129032258082,151.12580645161319,123.27419354838693,103.24516129032256,67.477419354838673,128.53225806451601,148.06451612903209,176.54516129032251,0,0,0,52.609677419354846,77.996774193548532,null,2007,8,31,"82007"]
[null,null,null,"2007-08-31",8,2007,"82007",243,949.50000000000011,1129.8000000000068,1077.1000000000022,958.3,1045.5000000000011,1202.6999999999973,null,1271.7999999999977,1248.2999999999959,1390.6999999999923,1300.8000000000031,1189.5999999999999,1207.0999999999965,null,0,0,0,1201.5999999999947,1338.7000000000073,null,2014,11,30,"112014",{"$f":"AG214/$AE214","v":5.8433333333333337},6.6966666666666672,6.28,5.2266666666666675,6.6433333333333335,7.2933333333333339,7.2366666666666664,7.1733333333333329,7.0533333333333328,8.16,7.3833333333333337,7.1233333333333331,0,0,0,6.7033333333333331,7.5933333333333337,null,null,null,"2007-08-31",8,2007,"82007",243,278.90000000000026,213.09999999999948,198.20000000000016,120.20000000000005,178.40000000000018,152.8000000000003,124.49999999999983,104.19999999999997,68.399999999999963,129.99999999999989,149.89999999999984,178.29999999999993,0,0,0,53.100000000000009,78.700000000000145,null,2007,9,30,"92007"]
[null,null,null,"2007-09-01",9,2007,"92007",244,951.03333333333342,1132.15333333334,1079.6900000000021,960.14,1047.3433333333344,1205.2099999999973,null,1274.7533333333311,1251.3933333333291,1393.656666666659,1303.7100000000032,1191.7866666666666,1209.3199999999965,null,0,0,0,1203.603333333328,1341.6233333333407,null,2014,12,31,"122014",{"$f":"AG215/$AE215","v":9.4258064516129032},10.36774193548387,10.070967741935483,8.4483870967741925,9.6483870967741936,10.335483870967741,10.422580645161291,10.735483870967743,10.5,10.738709677419354,10.387096774193548,10.606451612903227,0,0,0,8.612903225806452,10.732258064516129,null,null,null,"2007-09-01",9,2007,"92007",244,280.56333333333362,214.30999999999949,199.5033333333335,121.10000000000005,179.57666666666685,153.75666666666697,125.1566666666665,104.7033333333333,69.279999999999959,131.06333333333322,150.99999999999983,179.43333333333325,0,0,0,53.446666666666673,79.146666666666817,null,2007,10,31,"102007",null,null,null,null,null,null,null,null,null,null,null,null,null,null,null,null,null,null,{"$f":"SUM(CB390:CS390)/COUNT(CB390:CS390)","v":0}]
[null,null,null,"2007-09-02",9,2007,"92007",245,952.56666666666672,1134.5066666666733,1082.280000000002,961.98,1049.1866666666676,1207.7199999999973,null,1277.7066666666644,1254.4866666666624,1396.6133333333257,1306.6200000000033,1193.9733333333334,1211.5399999999966,null,0,0,0,1205.6066666666613,1344.5466666666741,null,2015,1,31,"12015",{"$f":"AG216/$AE216","v":10.090322580645161},11.03225806451613,10,8.5935483870967726,10.122580645161291,11.116129032258065,11.090322580645161,11.22258064516129,11.064516129032258,11.483870967741936,11.209677419354838,11.974193548387097,0,0,0,9.8612903225806452,11.529032258064515,null,null,null,"2007-09-02",9,2007,"92007",245,282.22666666666697,215.5199999999995,200.80666666666684,122.00000000000006,180.75333333333353,154.71333333333365,125.81333333333316,105.20666666666664,70.159999999999954,132.12666666666655,152.09999999999982,180.56666666666658,0,0,0,53.793333333333337,79.59333333333349,null,2007,11,30,"112007",null,null,null,null,null,null,null,null,null,null,null,null,null,null,null,null,null,null,0]
[null,null,null,"2007-09-03",9,2007,"92007",246,954.1,1136.8600000000065,1084.8700000000019,963.82,1051.0300000000009,1210.2299999999973,null,1280.6599999999978,1257.5799999999956,1399.5699999999924,1309.5300000000034,1196.1600000000001,1213.7599999999966,null,0,0,0,1207.6099999999947,1347.4700000000075,null,2015,2,29,"22015",{"$f":"AG217/$AE217","v":10.248275862068965},11.068965517241379,11.124137931034484,9.4586206896551737,10.582758620689654,11.089655172413794,10.886206896551723,10.993103448275862,10.437931034482759,11.048275862068964,11.13103448275862,11.337931034482759,0,0,0,10.50344827586207,10.886206896551723,null,null,null,"2007-09-03",9,2007,"92007",246,283.89000000000033,216.72999999999951,202.11000000000018,122.90000000000006,181.93000000000021,155.67000000000033,126.46999999999983,105.70999999999997,71.039999999999949,133.18999999999988,153.19999999999982,181.6999999999999,0,0,0,54.14,80.040000000000163,null,2007,12,31,"122007",null,null,null,null,null,null,null,null,null,null,null,null,null,null,null,null,null,null,0]
[null,null,null,"2007-09-04",9,2007,"92007",247,955.63333333333333,1139.2133333333397,1087.4600000000019,965.66000000000008,1052.8733333333341,1212.7399999999973,null,1283.6133333333312,1260.6733333333289,1402.5266666666591,1312.4400000000035,1198.3466666666668,1215.9799999999966,null,0,0,0,1209.613333333328,1350.3933333333409,null,2015,3,31,"32015",{"$f":"AG218/$AE218","v":7.6645161290322577},8.7903225806451619,8.6741935483870964,7.6999999999999993,8.2870967741935484,9.0387096774193552,9.3999999999999986,9.4161290322580644,9.4096774193548391,9.5258064516129028,9.0967741935483879,8.887096774193548,0,0,0,9.1903225806451605,9.4322580645161285,null,null,null,"2007-09-04",9,2007,"92007",247,285.55333333333368,217.93999999999951,203.41333333333353,123.80000000000007,183.10666666666688,156.62666666666701,127.12666666666649,106.2133333333333,71.919999999999945,134.25333333333322,154.29999999999981,182.83333333333323,0,0,0,54.486666666666665,80.486666666666835,null,2008,1,31,"12008",0,0,0,0,0,0,0,0,0,0,0,0,0,0,0,0,null,0,0.33529411764705885]
[null,null,null,"2007-09-05",9,2007,"92007",248,957.16666666666663,1141.566666666673,1090.0500000000018,967.50000000000011,1054.7166666666674,1215.2499999999973,null,1286.5666666666646,1263.7666666666621,1405.4833333333258,1315.3500000000035,1200.5333333333335,1218.1999999999966,null,0,0,0,1211.6166666666613,1353.3166666666743,null,2015,4,30,"42015",{"$f":"AG219/$AE219","v":4.8833333333333337},6.2,6.1233333333333331,4.8966666666666665,5.4,6.333333333333333,6.5366666666666662,7.5933333333333337,7.7033333333333331,7.4133333333333331,6.2766666666666673,6.58,0,0,0,6.4666666666666668,7.3066666666666666,null,null,null,"2007-09-05",9,2007,"92007",248,287.21666666666704,219.14999999999952,204.71666666666687,124.70000000000007,184.28333333333356,157.58333333333368,127.78333333333316,106.71666666666663,72.79999999999994,135.31666666666655,155.39999999999981,183.96666666666655,0,0,0,54.833333333333329,80.933333333333508,null,2008,2,29,"22008",0,0,0,0,0,0,0,0,0,0,0,0,0,0,0,0,null,0,7.3470588235294114]
[null,null,null,"2007-09-06",9,2007,"92007",249,958.69999999999993,1143.9200000000062,1092.6400000000017,969.34000000000015,1056.5600000000006,1217.7599999999973,null,1289.5199999999979,1266.8599999999954,1408.4399999999926,1318.2600000000036,1202.7200000000003,1220.4199999999967,null,0,0,0,1213.6199999999947,1356.2400000000077,null,2015,5,31,"52015",{"$f":"AG220/$AE220","v":2.9451612903225803},4.0129032258064514,3.8838709677419359,3.8322580645161288,3.8032258064516129,4.7064516129032263,4.7032258064516137,5.4419354838709673,5.6741935483870973,5.2354838709677427,4.612903225806452,4.4709677419354836,0,0,0,5.225806451612903,5.6999999999999993,null,null,null,"2007-09-06",9,2007,"92007",249,288.88000000000039,220.35999999999953,206.02000000000021,125.60000000000008,185.46000000000024,158.54000000000036,128.43999999999983,107.21999999999996,73.679999999999936,136.37999999999988,156.4999999999998,185.09999999999988,0,0,0,55.179999999999993,81.38000000000018,null,2008,3,31,"32008",0,0,0,0,0,0,0,0,0,0,0,0,0,0,0,0,null,0,21.005882352941175]
[null,null,null,"2007-09-07",9,2007,"92007",250,960.23333333333323,1146.2733333333395,1095.2300000000016,971.18000000000018,1058.4033333333339,1220.2699999999973,null,1292.4733333333313,1269.9533333333286,1411.3966666666593,1321.1700000000037,1204.906666666667,1222.6399999999967,null,0,0,0,1215.623333333328,1359.1633333333411,null,2015,6,30,"62015",{"$f":"AG221/$AE221","v":1.26},2.23,2.0233333333333334,1.7966666666666666,1.7233333333333334,2.5366666666666666,2.89,2.8033333333333332,3.52,3.2733333333333334,2.3866666666666663,2.5,0,0,0,2.7266666666666666,3.11,null,null,null,"2007-09-07",9,2007,"92007",250,290.54333333333375,221.56999999999954,207.32333333333355,126.50000000000009,186.63666666666691,159.49666666666704,129.09666666666649,107.72333333333329,74.559999999999931,137.44333333333321,157.5999999999998,186.23333333333321,0,0,0,55.526666666666657,81.826666666666853,null,2008,4,30,"42008",0.6,0.1,0,0,0,0.1,0,0,0,0,0.1,0.6,0,0,0,0,null,0,20.988235294117647]
[null,null,null,"2007-09-08",9,2007,"92007",251,961.76666666666654,1148.6266666666727,1097.8200000000015,973.02000000000021,1060.2466666666671,1222.7799999999972,null,1295.4266666666647,1273.0466666666618,1414.353333333326,1324.0800000000038,1207.0933333333337,1224.8599999999967,null,0,0,0,1217.6266666666613,1362.0866666666745,null,2015,7,31,"72015",{"$f":"AG222/$AE222","v":0.532258064516129},1.1870967741935483,1.1387096774193548,0.79032258064516125,0.86129032258064508,1.3096774193548388,1.6064516129032258,1.6419354838709677,2.1903225806451614,1.9419354838709679,1.1290322580645162,1.1354838709677419,0,0,0,1.4580645161290324,2.1258064516129034,null,null,null,"2007-09-08",9,2007,"92007",251,292.2066666666671,222.77999999999955,208.62666666666689,127.40000000000009,187.81333333333359,160.45333333333372,129.75333333333316,108.22666666666662,75.439999999999927,138.50666666666655,158.69999999999979,187.36666666666653,0,0,0,55.873333333333321,82.273333333333525,null,2008,5,31,"52008",18.399999999999999,18.899999999999999,16.8,7.6,11.3,13,12.1,7.8,0.2,5.4,9.1999999999999993,14.1,3,2.2000000000000002,0.1,9.6999999999999993,null,4.4000000000000004,10.170588235294119]
[null,null,null,"2007-09-09",9,2007,"92007",252,963.29999999999984,1150.9800000000059,1100.4100000000014,974.86000000000024,1062.0900000000004,1225.2899999999972,null,1298.3799999999981,1276.1399999999951,1417.3099999999927,1326.9900000000039,1209.2800000000004,1227.0799999999967,null,0,0,0,1219.6299999999947,1365.0100000000079,null,2015,8,31,"82015",{"$f":"AG223/$AE223","v":0.45483870967741935},1.1032258064516129,1.2258064516129032,0.88387096774193541,0.84516129032258058,1.2548387096774194,1.403225806451613,1.3677419354838709,1.5806451612903225,1.564516129032258,0.86451612903225805,0.95161290322580649,0,0,0,1.5032258064516129,1.7258064516129032,null,null,null,"2007-09-09",9,2007,"92007",252,293.87000000000046,223.98999999999955,209.93000000000023,128.3000000000001,188.99000000000026,161.41000000000039,130.40999999999983,108.72999999999995,76.319999999999922,139.56999999999988,159.79999999999978,188.49999999999986,0,0,0,56.219999999999985,82.720000000000198,null,2008,6,30,"62008",16.100000000000001,15.1,13.1,5.5,7.4,8.9,4.9000000000000004,1.6,3.9,6.7,8.1999999999999993,16.2,0.7,1.6,2,4.5,null,0.2,4.2647058823529411]
[null,null,null,"2007-09-10",9,2007,"92007",253,964.83333333333314,1153.3333333333392,1103.0000000000014,976.70000000000027,1063.9333333333336,1227.7999999999972,null,1301.3333333333314,1279.2333333333283,1420.2666666666594,1329.900000000004,1211.4666666666672,1229.2999999999968,null,0,0,0,1221.633333333328,1367.9333333333414,null,2015,9,30,"92015",{"$f":"AG224/$AE224","v":2.0166666666666666},3.31,3.0733333333333333,1.9966666666666666,2.6333333333333333,3.2366666666666664,3.5733333333333333,3.32,3.4366666666666665,3.996666666666667,2.8966666666666669,3.0166666666666666,0,0,0,2.6766666666666667,2.9933333333333332,null,null,null,"2007-09-10",9,2007,"92007",253,295.53333333333381,225.19999999999956,211.23333333333358,129.2000000000001,190.16666666666694,162.36666666666707,131.06666666666649,109.23333333333328,77.199999999999918,140.63333333333321,160.89999999999978,189.63333333333318,0,0,0,56.566666666666649,83.16666666666687,null,2008,7,31,"72008",39.9,38.1,27.2,10.8,17.8,28.7,21.6,17,7.6,24.1,26,43.2,8.1,8.6999999999999993,8.5,16.2,null,8,0.46470588235294119]
[null,null,null,"2007-09-11",9,2007,"92007",254,966.36666666666645,1155.6866666666724,1105.5900000000013,978.5400000000003,1065.7766666666669,1230.3099999999972,null,1304.2866666666648,1282.3266666666616,1423.2233333333261,1332.810000000004,1213.6533333333339,1231.5199999999968,null,0,0,0,1223.6366666666613,1370.8566666666748,null,2015,10,31,"102015",{"$f":"AG225/$AE225","v":3.2419354838709675},4.3806451612903228,4.3645161290322587,3.193548387096774,4.0225806451612902,4.7451612903225806,4.9516129032258061,5.3516129032258064,5.1903225806451614,5.6387096774193548,4.5129032258064514,4.6516129032258062,0,0,0,4.1999999999999993,5.0193548387096776,null,null,null,"2007-09-11",9,2007,"92007",254,297.19666666666717,226.40999999999957,212.53666666666692,130.10000000000011,191.34333333333362,163.32333333333375,131.72333333333316,109.73666666666661,78.079999999999913,141.69666666666654,161.99999999999977,190.76666666666651,0,0,0,56.913333333333313,83.613333333333543,null,2008,8,31,"82008",15.2,14.1,8.3000000000000007,3.1,5.5,10.4,6.3,3.4,3.5,7.6,11.5,23.4,0.9,1.6,2.5,5.2,null,1.7,1.7647058823529412E-2]
[null,null,null,"2007-09-12",9,2007,"92007",255,967.89999999999975,1158.0400000000056,1108.1800000000012,980.38000000000034,1067.6200000000001,1232.8199999999972,null,1307.2399999999982,1285.4199999999948,1426.1799999999928,1335.7200000000041,1215.8400000000006,1233.7399999999968,null,0,0,0,1225.6399999999946,1373.7800000000082,null,2015,11,30,"112015",{"$f":"AG226/$AE226","v":4.88},5.47,4.8833333333333337,4.1966666666666672,5.253333333333333,6.1233333333333331,6.2566666666666659,6.5633333333333335,7.4366666666666665,7.0433333333333339,6.4433333333333334,6.503333333333333,0,0,0,5.4066666666666663,7.0366666666666662,null,null,null,"2007-09-12",9,2007,"92007",255,298.86000000000053,227.61999999999958,213.84000000000026,131.00000000000011,192.52000000000029,164.28000000000043,132.37999999999982,110.23999999999994,78.959999999999908,142.75999999999988,163.09999999999977,191.89999999999984,0,0,0,57.259999999999977,84.060000000000215,null,2008,9,30,"92008",1,0.9,0.3,0.2,0.8,0.9,0.6,0.1,0.2,0.6,1.2,1.8,0,0,0.2,0.3,null,0.2,0]
[null,null,null,"2007-09-13",9,2007,"92007",256,969.43333333333305,1160.3933333333389,1110.7700000000011,982.22000000000037,1069.4633333333334,1235.3299999999972,null,1310.1933333333316,1288.5133333333281,1429.1366666666595,1338.6300000000042,1218.0266666666673,1235.9599999999969,null,0,0,0,1227.643333333328,1376.7033333333416,null,2015,12,31,"122015",{"$f":"AG227/$AE227","v":4.2516129032258068},5.0516129032258066,4.1258064516129034,3.8741935483870966,4.6741935483870973,5.6967741935483867,6.2322580645161283,6.935483870967742,7.5,7.1709677419354838,6.2935483870967737,5.7935483870967737,0,0,0,5.741935483870968,7.9709677419354836,null,null,null,"2007-09-13",9,2007,"92007",256,300.52333333333388,228.82999999999959,215.1433333333336,131.90000000000012,193.69666666666697,165.23666666666711,133.03666666666649,110.74333333333327,79.839999999999904,143.82333333333321,164.19999999999976,193.03333333333316,0,0,0,57.606666666666641,84.506666666666888,null,2008,10,31,"102008",0.4,0.3,0.1,0.2,0.4,0.2,0,0,0,0,0.1,0.2,0,0,0,0,null,0,0]
[null,null,null,"2007-09-14",9,2007,"92007",257,970.96666666666636,1162.7466666666721,1113.360000000001,984.0600000000004,1071.3066666666666,1237.8399999999972,null,1313.1466666666649,1291.6066666666613,1432.0933333333262,1341.5400000000043,1220.213333333334,1238.1799999999969,null,0,0,0,1229.6466666666613,1379.626666666675,null,2016,1,31,"12016",{"$f":"AG228/$AE228","v":9.2548387096774185},10.361290322580645,9.4645161290322566,7.6999999999999993,9.2064516129032246,9.9903225806451612,9.806451612903226,9.9838709677419359,10.425806451612903,10.496774193548386,10.496774193548386,10.425806451612903,0,0,0,8.112903225806452,9.9870967741935495,null,null,null,"2007-09-14",9,2007,"92007",257,302.18666666666724,230.03999999999959,216.44666666666694,132.80000000000013,194.87333333333365,166.19333333333378,133.69333333333316,111.2466666666666,80.719999999999899,144.88666666666654,165.29999999999976,194.16666666666649,0,0,0,57.953333333333305,84.953333333333561,null,2008,11,30,"112008",0,0,0,0,0,0,0,0,0,0,0,0,0,0,0,0,null,0,0]
[null,null,null,"2007-09-15",{"$f":"MONTH(D377)","v":9},{"$f":"YEAR(D377)","v":2007},{"$f":"E377&F377","v":"92007"},258,{"$f":"SUMIF($AF$268:$AF$411,$G377,AG$268:AG$411)+I376","v":972.49999999999966},{"$f":"SUMIF($AF$268:$AF$411,$G377,AH$268:AH$411)+J376","v":1165.1000000000054},{"$f":"SUMIF($AF$268:$AF$411,$G377,AI$268:AI$411)+K376","v":1115.950000000001},{"$f":"SUMIF($AF$268:$AF$411,$G377,AJ$268:AJ$411)+L376","v":985.90000000000043},{"$f":"SUMIF($AF$268:$AF$411,$G377,AK$268:AK$411)+M376","v":1073.1499999999999},{"$f":"SUMIF($AF$268:$AF$411,$G377,AL$268:AL$411)+N376","v":1240.3499999999972},null,{"$f":"SUMIF($AF$268:$AF$411,$G377,AM$268:AM$411)+P376","v":1316.0999999999983},{"$f":"SUMIF($AF$268:$AF$411,$G377,AN$268:AN$411)+Q376","v":1294.6999999999946},{"$f":"SUMIF($AF$268:$AF$411,$G377,AO$268:AO$411)+R376","v":1435.0499999999929},{"$f":"SUMIF($AF$268:$AF$411,$G377,AP$268:AP$411)+S376","v":1344.4500000000044},{"$f":"SUMIF($AF$268:$AF$411,$G377,AQ$268:AQ$411)+T376","v":1222.4000000000008},{"$f":"SUMIF($AF$268:$AF$411,$G377,AR$268:AR$411)+U376","v":1240.3999999999969},null,{"$f":"SUMIF($AF$268:$AF$411,$G377,AS$268:AS$411)+W376","v":0},{"$f":"SUMIF($AF$268:$AF$411,$G377,AT$268:AT$411)+X376","v":0},{"$f":"SUMIF($AF$268:$AF$411,$G377,AU$268:AU$411)+Y376","v":0},{"$f":"SUMIF($AF$268:$AF$411,$G377,AV$268:AV$411)+Z376","v":1231.6499999999946},{"$f":"SUMIF($AF$268:$AF$411,$G377,AW$268:AW$411)+AA376","v":1382.5500000000084},null,{"$f":"AC229","v":2016},2,28,{"$f":"AD377&AC377","v":"22016"},{"$f":"AG229/$AE229","v":9.7249999999999996},10.585714285714285,9.2464285714285701,9.0357142857142865,10.24642857142857,10.807142857142859,11.035714285714286,11.75357142857143,11.492857142857144,11.778571428571428,10.921428571428573,11.082142857142857,0,0,0,10.164285714285715,11.62857142857143,null,null,null,"2007-09-15",{"$f":"MONTH(BA377)","v":9},{"$f":"YEAR(BA377)","v":2007},{"$f":"BB377&BC377","v":"92007"},258,{"$f":"SUMIF($AF$268:$AF$411,$G377,CB$441:CB$522)+BF376","v":303.85000000000059},{"$f":"SUMIF($AF$268:$AF$411,$G377,CC$441:CC$522)+BG376","v":231.2499999999996},{"$f":"SUMIF($AF$268:$AF$411,$G377,CD$441:CD$522)+BH376","v":217.75000000000028},{"$f":"SUMIF($AF$268:$AF$411,$G377,CE$441:CE$522)+BI376","v":133.70000000000013},{"$f":"SUMIF($AF$268:$AF$411,$G377,CF$441:CF$522)+BJ376","v":196.05000000000032},{"$f":"SUMIF($AF$268:$AF$411,$G377,CG$441:CG$522)+BK376","v":167.15000000000046},{"$f":"SUMIF($AF$268:$AF$411,$G377,CH$441:CH$522)+BL376","v":134.34999999999982},{"$f":"SUMIF($AF$268:$AF$411,$G377,CI$441:CI$522)+BM376","v":111.74999999999993},{"$f":"SUMIF($AF$268:$AF$411,$G377,CJ$441:CJ$522)+BN376","v":81.599999999999895},{"$f":"SUMIF($AF$268:$AF$411,$G377,CK$441:CK$522)+BO376","v":145.94999999999987},{"$f":"SUMIF($AF$268:$AF$411,$G377,CL$441:CL$522)+BP376","v":166.39999999999975},{"$f":"SUMIF($AF$268:$AF$411,$G377,CM$441:CM$522)+BQ376","v":195.29999999999981},{"$f":"SUMIF($AF$268:$AF$411,$G377,CN$441:CN$522)+BR376","v":0},{"$f":"SUMIF($AF$268:$AF$411,$G377,CO$441:CO$522)+BS376","v":0},{"$f":"SUMIF($AF$268:$AF$411,$G377,CP$441:CP$522)+BT376","v":0},{"$f":"SUMIF($AF$268:$AF$411,$G377,CQ$441:CQ$522)+BU376","v":58.299999999999969},{"$f":"SUMIF($AF$268:$AF$411,$G377,CR$441:CR$522)+BV376","v":85.400000000000233},null,2008,12,31,"122008",0,0,0,0,0,0,0,0,0,0,0,0,0,0,0,0,null,0,0]
[null,null,null,"2007-09-16",9,2007,"92007",259,974.03333333333296,1167.4533333333386,1118.5400000000009,987.74000000000046,1074.9933333333331,1242.8599999999972,null,1319.0533333333317,1297.7933333333278,1438.0066666666596,1347.3600000000044,1224.5866666666675,1242.6199999999969,null,0,0,0,1233.653333333328,1385.4733333333418,null,{"$f":"AC230","v":2016},3,31,"32016",{"$f":"AG230/$AE230","v":8.5193548387096776},9.3419354838709676,9.3193548387096765,8.2225806451612904,9.4161290322580644,9.7838709677419367,9.5419354838709687,9.3483870967741947,9.5451612903225804,9.6677419354838712,9.7935483870967754,9.7387096774193544,0,0,0,9.3967741935483868,8.9032258064516121,null,null,null,"2007-09-16",9,2007,"92007",259,305.51333333333395,232.45999999999961,219.05333333333363,134.60000000000014,197.226666666667,168.10666666666714,135.00666666666649,112.25333333333326,82.47999999999989,147.01333333333321,167.49999999999974,196.43333333333314,0,0,0,58.646666666666633,85.846666666666906,null,2009,1,31,"12009",0,0,0,0,0,0,0,0,0,0,0,0,0,0,0,0,null,0,3.7058823529411771]
[null,null,null,"2007-09-17",9,2007,"92007",260,975.56666666666626,1169.8066666666718,1121.1300000000008,989.5800000000005,1076.8366666666664,1245.3699999999972,null,1322.0066666666651,1300.8866666666611,1440.9633333333263,1350.2700000000045,1226.7733333333342,1244.839999999997,null,0,0,0,1235.6566666666613,1388.3966666666752,null,{"$f":"AC231","v":2016},4,30,"42016",{"$f":"AG231/$AE231","v":6.38},7.5366666666666662,7.48,6.6033333333333335,7,7.8133333333333335,7.9733333333333327,8.43,9.1866666666666674,8.629999999999999,7.916666666666667,7.8233333333333333,0,0,0,7.92,8.6399999999999988,null,null,null,"2007-09-17",9,2007,"92007",260,307.1766666666673,233.66999999999962,220.35666666666697,135.50000000000014,198.40333333333368,169.06333333333382,135.66333333333316,112.75666666666659,83.359999999999886,148.07666666666654,168.59999999999974,197.56666666666646,0,0,0,58.993333333333297,86.293333333333578,null,2009,2,28,"22009",0,0,0,0,0,0,0,0,0,0,0,0,0,0,0,0,null,0,2.6764705882352944]
[null,null,null,"2007-09-18",9,2007,"92007",261,977.09999999999957,1172.1600000000051,1123.7200000000007,991.42000000000053,1078.6799999999996,1247.8799999999972,null,1324.9599999999984,1303.9799999999943,1443.919999999993,1353.1800000000046,1228.9600000000009,1247.059999999997,null,0,0,0,1237.6599999999946,1391.3200000000086,null,{"$f":"AC232","v":2016},5,31,"52016",{"$f":"AG232/$AE232","v":2.3451612903225807},3.2225806451612904,3.5258064516129033,2.9903225806451612,2.7870967741935484,3.7903225806451615,3.7193548387096773,3.9096774193548387,5.209677419354839,4.3258064516129027,3.8,3.5258064516129033,0,0,0,3.8806451612903223,4.2129032258064516,null,null,null,"2007-09-18",9,2007,"92007",261,308.84000000000066,234.87999999999963,221.66000000000031,136.40000000000015,199.58000000000035,170.02000000000049,136.31999999999982,113.25999999999992,84.239999999999881,149.13999999999987,169.69999999999973,198.69999999999979,0,0,0,59.339999999999961,86.740000000000251,null,2009,3,31,"32009",0,0,0,0,0,0,0,0,0,0,0,0,0,0,0,0,null,0,9.9764705882352942]
[null,null,null,"2007-09-19",9,2007,"92007",262,978.63333333333287,1174.5133333333383,1126.3100000000006,993.26000000000056,1080.5233333333329,1250.3899999999971,null,1327.9133333333318,1307.0733333333276,1446.8766666666597,1356.0900000000047,1231.1466666666677,1249.279999999997,null,0,0,0,1239.663333333328,1394.243333333342,null,{"$f":"AC233","v":2016},6,30,"62016",{"$f":"AG233/$AE233","v":0.98},1.3966666666666667,1.45,1.1133333333333333,0.95,1.4400000000000002,1.32,1.8066666666666669,3.5533333333333332,2.3333333333333335,1.66,1.6099999999999999,0,0,0,1.7033333333333334,1.6233333333333335,null,null,null,"2007-09-19",9,2007,"92007",262,310.50333333333401,236.08999999999963,222.96333333333365,137.30000000000015,200.75666666666703,170.97666666666717,136.97666666666649,113.76333333333325,85.119999999999877,150.20333333333321,170.79999999999973,199.83333333333312,0,0,0,59.686666666666625,87.186666666666923,null,2009,4,30,"42009",1.1000000000000001,0.2,0.1,0,0,0,0.1,0,0,0.4,0.2,0.3,0,0,0,0.1,null,0,11.958823529411765]
[null,null,null,"2007-09-20",9,2007,"92007",263,980.16666666666617,1176.8666666666716,1128.9000000000005,995.10000000000059,1082.3666666666661,1252.8999999999971,null,1330.8666666666652,1310.1666666666608,1449.8333333333264,1359.0000000000048,1233.3333333333344,1251.499999999997,null,0,0,0,1241.6666666666613,1397.1666666666754,null,{"$f":"AC234","v":2016},7,31,"72016",{"$f":"AG234/$AE234","v":0.39354838709677414},0.89677419354838717,0.89032258064516134,0.69032258064516128,0.62903225806451613,0.99032258064516132,1.0806451612903225,1.2483870967741937,1.2806451612903227,1.1709677419354838,0.82903225806451608,0.85806451612903234,0,0,0,1.0451612903225806,1.3064516129032258,null,null,null,"2007-09-20",9,2007,"92007",263,312.16666666666737,237.29999999999964,224.26666666666699,138.20000000000016,201.93333333333371,171.93333333333385,137.63333333333316,114.26666666666658,85.999999999999872,151.26666666666654,171.89999999999972,200.96666666666644,0,0,0,60.033333333333289,87.633333333333596,null,2009,5,31,"52009",11.1,7.3,7.8,4.7,7.3,7.6,7.4,6.4,3.9,7,6.2,6.8,4.8,4.4000000000000004,0.8,2.7,null,2.9,9.7823529411764714]
[null,null,null,"2007-09-21",9,2007,"92007",264,981.69999999999948,1179.2200000000048,1131.4900000000005,996.94000000000062,1084.2099999999994,1255.4099999999971,null,1333.8199999999986,1313.2599999999941,1452.7899999999931,1361.9100000000049,1235.5200000000011,1253.7199999999971,null,0,0,0,1243.6699999999946,1400.0900000000088,null,{"$f":"AC235","v":2016},8,31,"82016",{"$f":"AG235/$AE235","v":0.35483870967741937},0.87419354838709684,0.967741935483871,0.62903225806451613,0.5741935483870968,0.80645161290322576,0.95483870967741935,1.0354838709677421,1.3096774193548388,0.97419354838709671,0.64516129032258063,0.79354838709677422,0,0,0,0.6806451612903226,0.91612903225806452,null,null,null,"2007-09-21",9,2007,"92007",264,313.83000000000072,238.50999999999965,225.57000000000033,139.10000000000016,203.11000000000038,172.89000000000053,138.28999999999982,114.76999999999991,86.879999999999868,152.32999999999987,172.99999999999972,202.09999999999977,0,0,0,60.379999999999953,88.080000000000268,null,2009,6,30,"62009",36,30.9,26.3,18.2,27,27.8,26.5,21.3,8.8000000000000007,19.100000000000001,21.4,22.2,9.6999999999999993,7.8,3.6,19,null,7.1,9.0764705882352956]
[null,null,null,"2007-09-22",9,2007,"92007",265,983.23333333333278,1181.573333333338,1134.0800000000004,998.78000000000065,1086.0533333333326,1257.9199999999971,null,1336.7733333333319,1316.3533333333273,1455.7466666666598,1364.8200000000049,1237.7066666666678,1255.9399999999971,null,0,0,0,1245.6733333333279,1403.0133333333422,null,{"$f":"AC236","v":2016},9,30,"92016",{"$f":"AG236/$AE236","v":0.6},1.2433333333333332,1.25,0.8,0.78666666666666674,1.2166666666666666,1.2466666666666666,1.5033333333333334,1.6700000000000002,1.4966666666666666,1.1566666666666667,0.96666666666666667,0,0,0,1.41,1.8366666666666667,null,null,null,"2007-09-22",9,2007,"92007",265,315.49333333333408,239.71999999999966,226.87333333333368,140.00000000000017,204.28666666666706,173.8466666666672,138.94666666666649,115.27333333333324,87.759999999999863,153.3933333333332,174.09999999999971,203.23333333333309,0,0,0,60.726666666666617,88.526666666666941,null,2009,7,31,"72009",30.4,29.9,15.4,6.7,14.6,18.7,16.3,14.2,10.9,18.399999999999999,17.600000000000001,31.8,8.9,10.3,11.5,7.9,null,8,4.3352941176470585]
[null,null,null,"2007-09-23",9,2007,"92007",266,984.76666666666608,1183.9266666666713,1136.6700000000003,1000.6200000000007,1087.8966666666659,1260.4299999999971,null,1339.7266666666653,1319.4466666666606,1458.7033333333266,1367.730000000005,1239.8933333333346,1258.1599999999971,null,0,0,0,1247.6766666666613,1405.9366666666756,null,{"$f":"AC237","v":2016},10,31,"102016",{"$f":"AG237/$AE237","v":3.467741935483871},4.6225806451612907,4.8806451612903228,3.6129032258064515,4.3451612903225802,4.9483870967741934,4.967741935483871,5.1161290322580646,4.8290322580645162,5.3161290322580648,4.5774193548387094,4.6999999999999993,0,0,0,4.2322580645161283,4.9967741935483874,null,null,null,"2007-09-23",9,2007,"92007",266,317.15666666666743,240.92999999999967,228.17666666666702,140.90000000000018,205.46333333333374,174.80333333333388,139.60333333333315,115.77666666666657,88.639999999999858,154.45666666666654,175.1999999999997,204.36666666666642,0,0,0,61.073333333333281,88.973333333333613,null,2009,8,31,"82009",38.6,43.1,20,9.8000000000000007,14.4,19.3,15,5.7,12.1,21.1,23.4,48.8,3.5,5.5,3.6,4.8,null,2.2000000000000002,0.78823529411764692]
[null,null,null,"2007-09-24",9,2007,"92007",267,986.29999999999939,1186.2800000000045,1139.2600000000002,1002.4600000000007,1089.7399999999991,1262.9399999999971,null,1342.6799999999987,1322.5399999999938,1461.6599999999933,1370.6400000000051,1242.0800000000013,1260.3799999999972,null,0,0,0,1249.6799999999946,1408.860000000009,null,{"$f":"AC238","v":2016},11,30,"112016",{"$f":"AG238/$AE238","v":8.35},9.2966666666666651,9,7.0466666666666669,8.82,9.7899999999999991,10.563333333333333,11.21,9.8600000000000012,10.893333333333334,9.6100000000000012,9.8933333333333344,0,0,0,8.1033333333333335,10.193333333333333,null,null,null,"2007-09-24",9,2007,"92007",267,318.82000000000079,242.13999999999967,229.48000000000036,141.80000000000018,206.64000000000041,175.76000000000056,140.25999999999982,116.2799999999999,89.519999999999854,155.51999999999987,176.2999999999997,205.49999999999974,0,0,0,61.419999999999945,89.420000000000286,null,2009,9,30,{"$f":"BY386&BX386","v":"92009"},7.8,10.3,5,2,3.1,3.7,1.8,0.4,1.8,4.0999999999999996,4.3,9.1999999999999993,0.3,0.7,0.6,0.7,null,0,0]
[null,null,null,"2007-09-25",9,2007,"92007",268,987.83333333333269,1188.6333333333378,1141.8500000000001,1004.3000000000008,1091.5833333333323,1265.4499999999971,null,1345.6333333333321,1325.6333333333271,1464.61666666666,1373.5500000000052,1244.266666666668,1262.5999999999972,null,0,0,0,1251.6833333333279,1411.7833333333424,null,{"$f":"AC239","v":2016},12,31,"122016",{"$f":"AG239/$AE239","v":8.67741935483871},9.4806451612903224,9.2354838709677427,7.3032258064516133,9.2354838709677427,9.5096774193548388,6.629032258064516,8.2612903225806456,8.8580645161290334,9.8612903225806452,9.9129032258064527,10.019354838709678,0,0,0,7.7774193548387096,8.3677419354838705,null,null,null,"2007-09-25",9,2007,"92007",268,320.48333333333414,243.34999999999968,230.7833333333337,142.70000000000019,207.81666666666709,176.71666666666724,140.91666666666649,116.78333333333323,90.399999999999849,156.5833333333332,177.39999999999969,206.63333333333307,0,0,0,61.766666666666609,89.866666666666958,null,2009,10,31,"102009",0,0,0,0,0,0.1,0,0,0,0,0,0.1,0,0,0,0,null,0]
[null,null,null,"2007-09-26",9,2007,"92007",269,989.36666666666599,1190.986666666671,1144.44,1006.1400000000008,1093.4266666666656,1267.9599999999971,null,1348.5866666666655,1328.7266666666603,1467.5733333333267,1376.4600000000053,1246.4533333333347,1264.8199999999972,null,0,0,0,1253.6866666666613,1414.7066666666758,null,{"$f":"AC240","v":2017},1,31,"12017",{"$f":"AG240/$AE240","v":11.377419354838709},12.267741935483871,11.506451612903225,8.9258064516129032,10.712903225806452,11.561290322580644,11.170967741935485,10.845161290322581,10.941935483870967,12.261290322580646,11.96774193548387,12.529032258064515,0,0,0,9.6064516129032267,9.9612903225806448,null,null,null,"2007-09-26",9,2007,"92007",269,322.1466666666675,244.55999999999969,232.08666666666704,143.60000000000019,208.99333333333377,177.67333333333391,141.57333333333315,117.28666666666656,91.279999999999845,157.64666666666653,178.49999999999969,207.7666666666664,0,0,0,62.113333333333273,90.313333333333631,null,2009,11,30,"112009",0,0,0,0,0,0,0,0,0,0,0,0,0,0,0,0,null,0]
[null,null,null,"2007-09-27",9,2007,"92007",270,990.8999999999993,1193.3400000000042,1147.03,1007.9800000000008,1095.2699999999988,1270.4699999999971,null,1351.5399999999988,1331.8199999999936,1470.5299999999934,1379.3700000000053,1248.6400000000015,1267.0399999999972,null,0,0,0,1255.6899999999946,1417.6300000000092,null,{"$f":"AC241","v":2017},2,28,"22017",{"$f":"AG241/$AE241","v":8.2892857142857146},9.1535714285714285,8.6928571428571431,7.6285714285714281,8.8571428571428577,9.0035714285714281,9.1178571428571438,9.1178571428571438,9.5964285714285715,9.9928571428571438,9.5928571428571434,9.3214285714285712,0,0,0,8.8142857142857149,9.8428571428571434,null,null,null,"2007-09-27",9,2007,"92007",270,323.81000000000085,245.7699999999997,233.39000000000038,144.5000000000002,210.17000000000044,178.63000000000059,142.22999999999982,117.78999999999989,92.15999999999984,158.70999999999987,179.59999999999968,208.89999999999972,0,0,0,62.459999999999937,90.760000000000304,null,2009,12,31,"122009",0,0,0,0,0,0,0,0,0,0,0,0,0,0,0,0,null,0]
[null,null,null,"2007-09-28",9,2007,"92007",271,992.4333333333326,1195.6933333333375,1149.6199999999999,1009.8200000000008,1097.1133333333321,1272.9799999999971,null,1354.4933333333322,1334.9133333333268,1473.4866666666601,1382.2800000000054,1250.8266666666682,1269.2599999999973,null,0,0,0,1257.6933333333279,1420.5533333333426,null,{"$f":"AC242","v":2017},3,31,"32017",{"$f":"AG242/$AE242","v":5.2870967741935484},6.3354838709677423,6.17741935483871,6.0548387096774192,6.3774193548387093,6.7516129032258068,6.9967741935483874,7.4709677419354836,7.5290322580645164,7.5354838709677416,6.9612903225806457,6.645161290322581,0,0,0,7.2387096774193553,7.693548387096774,null,null,null,"2007-09-28",9,2007,"92007",271,325.47333333333421,246.97999999999971,234.69333333333373,145.4000000000002,211.34666666666712,179.58666666666727,142.88666666666649,118.29333333333322,93.039999999999836,159.7733333333332,180.69999999999968,210.03333333333305,0,0,0,62.806666666666601,91.206666666666976,null,2010,1,31,"12010",0,0,0,0,0,0,0,0,0,0,0,0,0,0,0,0,null,0]
[null,null,null,"2007-09-29",9,2007,"92007",272,993.9666666666659,1198.0466666666707,1152.2099999999998,1011.6600000000009,1098.9566666666653,1275.4899999999971,null,1357.4466666666656,1338.0066666666601,1476.4433333333268,1385.1900000000055,1253.0133333333349,1271.4799999999973,null,0,0,0,1259.6966666666613,1423.476666666676,null,{"$f":"AC243","v":2017},4,30,"42017",{"$f":"AG243/$AE243","v":4.9300000000000006},6.3266666666666671,6.5266666666666673,5.6966666666666672,5.53,6.4466666666666672,6.4266666666666667,6.8,6.89,7.0600000000000005,6.4633333333333338,6.4866666666666664,0,0,0,6.5,6.6566666666666663,null,null,null,"2007-09-29",9,2007,"92007",272,327.13666666666757,248.18999999999971,235.99666666666707,146.30000000000021,212.5233333333338,180.54333333333395,143.54333333333315,118.79666666666655,93.919999999999831,160.83666666666653,181.79999999999967,211.16666666666637,0,0,0,63.153333333333265,91.653333333333649,null,2010,2,28,"22010",0,0,0,0,0,0,0,0,0,0,0,0,0,0,0,0,null,0]
[null,null,null,"2007-09-30",9,2007,"92007",273,995.4999999999992,1200.400000000004,1154.7999999999997,1013.5000000000009,1100.7999999999986,1277.999999999997,null,1360.399999999999,1341.0999999999933,1479.3999999999935,1388.1000000000056,1255.2000000000016,1273.6999999999973,null,0,0,0,1261.6999999999946,1426.4000000000094,null,{"$f":"AC244","v":2017},5,31,"52017",{"$f":"AG244/$AE244","v":2.1419354838709679},3.2193548387096773,3.0419354838709678,2.9258064516129032,2.4419354838709677,2.8290322580645162,3.2516129032258063,3.2387096774193549,4.4516129032258061,3.9193548387096775,3.2612903225806451,3.0096774193548388,0,0,0,3.2870967741935484,3.2096774193548385,null,null,null,"2007-09-30",9,2007,"92007",273,328.80000000000092,249.39999999999972,237.30000000000041,147.20000000000022,213.70000000000047,181.50000000000063,144.19999999999982,119.29999999999988,94.799999999999827,161.89999999999986,182.89999999999966,212.2999999999997,0,0,0,63.499999999999929,92.100000000000321,null,2010,3,31,"32010",0,0,0,0,0,0,0,0,0,0,0,0,0,0,0,0,null,0]
[null,null,null,"2007-10-01",10,2007,"102007",274,999.30645161290238,1205.4193548387136,1159.4967741935482,1016.6645161290331,1104.7677419354825,1282.7193548387067,null,1365.3161290322571,1345.8645161290256,1484.6645161290257,1393.6290322580701,1259.638709677421,1278.6741935483844,null,0,0,0,1265.6612903225753,1430.4935483871061,null,{"$f":"AC245","v":2017},6,30,"62017",{"$f":"AG245/$AE245","v":0.57333333333333336},1.1266666666666665,1.2666666666666666,1.2866666666666666,1.0433333333333334,1.2266666666666666,1.4200000000000002,1.6966666666666665,2.0233333333333334,1.4566666666666668,1.0666666666666667,0.97666666666666668,0,0,0,1.7533333333333334,1.8166666666666667,null,null,null,"2007-10-01",10,2007,"102007",274,329.05806451612995,249.60645161290296,237.55161290322621,147.4000000000002,213.8806451612908,181.60967741935548,144.28064516129015,119.44193548387085,94.861290322580473,162.07096774193533,183.00967741935452,212.43225806451582,0,0,0,63.532258064516057,92.174193548387422,null,2010,4,30,"42010",1.6,0,0,0,0.4,0.5,0.5,0.1,0.5,0.6,0.4,1,0,0,0,0.1,null,0]
[null,null,null,"2007-10-02",10,2007,"102007",275,1003.1129032258056,1210.4387096774233,1164.1935483870966,1019.8290322580654,1108.7354838709664,1287.4387096774165,null,1370.2322580645152,1350.6290322580578,1489.929032258058,1399.1580645161346,1264.0774193548405,1283.6483870967716,null,0,0,0,1269.6225806451559,1434.5870967742028,null,{"$f":"AC246","v":2017},7,31,"72017",{"$f":"AG246/$AE246","v":0.27419354838709675},0.6645161290322581,0.71290322580645171,0.52903225806451604,0.50645161290322582,0.75806451612903225,1.0709677419354839,1.3258064516129033,1.6161290322580646,1.2677419354838708,0.74516129032258072,0.71290322580645171,0,0,0,1.0741935483870966,1.4161290322580644,null,null,null,"2007-10-02",10,2007,"102007",275,329.31612903225897,249.8129032258062,237.80322580645202,147.60000000000019,214.06129032258113,181.71935483871033,144.36129032258049,119.58387096774182,94.922580645161119,162.2419354838708,183.11935483870937,212.56451612903194,0,0,0,63.564516129032185,92.248387096774522,null,2010,5,31,"52010",13.7,0.7,9.1999999999999993,7.2,11.5,12.4,8.3000000000000007,4.4000000000000004,7.4,10.6,12.3,8.6,4.5,5.5,1.4,6.6,null,0.6]
[null,null,null,"2007-10-03",10,2007,"102007",276,1006.9193548387087,1215.4580645161329,1168.890322580645,1022.9935483870976,1112.7032258064503,1292.1580645161262,null,1375.1483870967734,1355.39354838709,1495.1935483870902,1404.6870967741991,1268.5161290322599,1288.6225806451587,null,0,0,0,1273.5838709677366,1438.6806451612995,null,{"$f":"AC247","v":2017},8,31,"82017",{"$f":"AG247/$AE247","v":0.5741935483870968},1.2677419354838708,1.2999999999999998,0.90645161290322585,0.9096774193548387,1.2967741935483872,1.5096774193548386,1.2645161290322582,1.5225806451612904,1.6064516129032258,1.0774193548387097,1.1741935483870967,0,0,0,1.4290322580645161,1.5129032258064516,null,null,null,"2007-10-03",10,2007,"102007",276,329.574193548388,250.01935483870943,238.05483870967782,147.80000000000018,214.24193548387146,181.82903225806518,144.44193548387082,119.72580645161278,94.983870967741765,162.41290322580628,183.22903225806422,212.69677419354807,0,0,0,63.596774193548313,92.322580645161622,null,2010,6,30,"62010",45.6,8,34.700000000000003,19.3,24.1,34.9,25.7,14.3,16.100000000000001,30.1,33,32.5,11.7,11.7,3.9,10.9,null,0.6]
[null,null,null,"2007-10-04",10,2007,"102007",277,1010.7258064516119,1220.4774193548426,1173.5870967741935,1026.1580645161298,1116.6709677419342,1296.8774193548359,null,1380.0645161290315,1360.1580645161223,1500.4580645161225,1410.2161290322636,1272.9548387096793,1293.5967741935458,null,0,0,0,1277.5451612903173,1442.7741935483962,null,{"$f":"AC248","v":2017},9,30,"92017",{"$f":"AG248/$AE248","v":1.62},2.5066666666666668,2.4466666666666668,1.76,1.8233333333333335,2.48,2.6599999999999997,2.5066666666666668,2.79,2.8233333333333333,2.2566666666666668,2.4766666666666666,0,0,0,2.27,2.9,null,null,null,"2007-10-04",10,2007,"102007",277,329.83225806451702,250.22580645161267,238.30645161290363,148.00000000000017,214.42258064516179,181.93870967742004,144.52258064516116,119.86774193548375,95.045161290322412,162.58387096774175,183.33870967741908,212.82903225806419,0,0,0,63.629032258064441,92.396774193548723,null,2010,7,31,"72010",57.9,36.1,38.1,16.2,20.9,28.3,11.3,3.3,20,23.2,28.6,60.5,2,3.4,3,3.3,null,0.7]
[null,null,null,"2007-10-05",10,2007,"102007",278,1014.5322580645151,1225.4967741935523,1178.2838709677419,1029.3225806451621,1120.6387096774181,1301.5967741935456,null,1384.9806451612897,1364.9225806451545,1505.7225806451547,1415.745161290328,1277.3935483870987,1298.5709677419329,null,0,0,0,1281.506451612898,1446.8677419354929,null,{"$f":"AC249","v":2017},10,31,"102017",{"$f":"AG249/$AE249","v":2.3677419354838714},3.3322580645161288,3.2483870967741937,2.5612903225806454,2.7096774193548385,3.2580645161290325,3.5870967741935487,3.8258064516129031,3.4258064516129032,3.532258064516129,3.2129032258064516,3.2709677419354839,0,0,0,3.1161290322580641,4.1096774193548393,null,null,null,"2007-10-05",10,2007,"102007",278,330.09032258064605,250.43225806451591,238.55806451612943,148.20000000000016,214.60322580645212,182.04838709677489,144.60322580645149,120.00967741935472,95.106451612903058,162.75483870967722,183.44838709677393,212.96129032258031,0,0,0,63.66129032258057,92.470967741935823,null,2010,8,31,"82010",17.5,58,11.4,6.7,7.5,11.7,6,2.8,5.0999999999999996,9,9.3000000000000007,18.399999999999999,1.9,2.5,1.5,3.4,null,0.2]
[null,null,null,"2007-10-06",10,2007,"102007",279,1018.3387096774183,1230.5161290322619,1182.9806451612903,1032.4870967741945,1124.606451612902,1306.3161290322553,null,1389.8967741935478,1369.6870967741868,1510.987096774187,1421.2741935483925,1281.8322580645181,1303.54516129032,null,0,0,0,1285.4677419354787,1450.9612903225895,null,{"$f":"AC250","v":2017},11,30,"112017",{"$f":"AG250/$AE250","v":7.6966666666666672},8.6399999999999988,8.49,6.5966666666666667,7.95,8.59,8.6966666666666654,9.5966666666666658,9.0966666666666658,9.5366666666666671,8.6233333333333331,9.1866666666666674,0,0,0,6.88,9.2166666666666668,null,null,null,"2007-10-06",10,2007,"102007",279,330.34838709677507,250.63870967741914,238.80967741935524,148.40000000000015,214.78387096774244,182.15806451612974,144.68387096774183,120.15161290322568,95.167741935483704,162.92580645161269,183.55806451612878,213.09354838709643,0,0,0,63.693548387096698,92.545161290322923,null,2010,9,30,"92010",7,18.600000000000001,4.2,2.4,4.0999999999999996,4.5999999999999996,5.8,3.4,2.2000000000000002,5.2,4.2,5.7,1,0.6,0.2,3.3,null,0]
[null,null,null,"2007-10-07",10,2007,"102007",280,1022.1451612903214,1235.5354838709716,1187.6774193548388,1035.6516129032268,1128.5741935483859,1311.035483870965,null,1394.8129032258059,1374.451612903219,1516.2516129032192,1426.803225806457,1286.2709677419375,1308.5193548387072,null,0,0,0,1289.4290322580594,1455.0548387096862,null,{"$f":"AC251","v":2017},12,31,"122017",{"$f":"AG251/$AE251","v":9.7258064516129039},10.358064516129033,9.870967741935484,8.2967741935483872,9.6096774193548384,10.609677419354838,10.745161290322581,11.341935483870968,10.603225806451613,11.680645161290323,10.880645161290323,11.138709677419355,0,0,0,8.7483870967741932,10.587096774193547,null,null,null,"2007-10-07",10,2007,"102007",280,330.6064516129041,250.84516129032238,239.06129032258104,148.60000000000014,214.96451612903277,182.26774193548459,144.76451612903216,120.29354838709665,95.22903225806435,163.09677419354816,183.66774193548363,213.22580645161256,0,0,0,63.725806451612826,92.619354838710024,null,2010,10,31,"102010",0.4,5.7,0.9,0.3,0.4,0,0.1,0,0,0,0,0,0,0,0,0.1,null,0,{"$f":"SUM(CB426:CS426)/COUNT(CB426:CS426)","v":{"$error":"#DIV/0!"}}]
[null,null,null,"2007-10-08",10,2007,"102007",281,1025.9516129032247,1240.5548387096812,1192.3741935483872,1038.8161290322591,1132.5419354838698,1315.7548387096747,null,1399.7290322580641,1379.2161290322513,1521.5161290322515,1432.3322580645215,1290.7096774193569,1313.4935483870943,null,0,0,0,1293.39032258064,1459.1483870967829,null,{"$f":"AC252","v":2018},1,31,"12018",{"$f":"AG252/$AE252","v":8.7709677419354826},9.5161290322580641,8.9258064516129032,8.2677419354838708,9.4483870967741925,10.361290322580645,10.345161290322581,10.861290322580645,10.470967741935485,11.193548387096774,10.432258064516128,10.46774193548387,0,0,0,9.4129032258064527,11.122580645161291,null,null,null,"2007-10-08",10,2007,"102007",281,330.86451612903312,251.05161290322562,239.31290322580685,148.80000000000013,215.1451612903231,182.37741935483945,144.84516129032249,120.43548387096762,95.290322580644997,163.26774193548363,183.77741935483849,213.35806451612868,0,0,0,63.758064516128954,92.693548387097124,null,2010,11,30,"112010",0,0.3,0,0,0,0,0,0,0,0,0,0,0,0,0,0,null,0,{"$error":"#DIV/0!"}]
[null,null,null,"2007-10-09",10,2007,"102007",282,1029.7580645161279,1245.5741935483909,1197.0709677419356,1041.9806451612915,1136.5096774193537,1320.4741935483844,null,1404.6451612903222,1383.9806451612835,1526.7806451612837,1437.861290322586,1295.1483870967763,1318.4677419354814,null,0,0,0,1297.3516129032207,1463.2419354838796,null,{"$f":"AC253","v":2018},2,28,"22018",{"$f":"AG253/$AE253","v":0},0,0,0,0,0,0,0,0,0,0,0,0,0,0,0,0,null,null,null,"2007-10-09",10,2007,"102007",282,331.12258064516215,251.25806451612885,239.56451612903265,149.00000000000011,215.32580645161343,182.4870967741943,144.92580645161283,120.57741935483858,95.351612903225643,163.4387096774191,183.88709677419334,213.4903225806448,0,0,0,63.790322580645082,92.767741935484224,null,2010,12,31,"122010",0,0,0,0,0,0,0,0,0,0,0,0,0,0,0,0,null,0,{"$error":"#DIV/0!"}]
[null,null,null,"2007-10-10",10,2007,"102007",283,1033.5645161290311,1250.5935483871006,1201.7677419354841,1045.1451612903238,1140.4774193548376,1325.1935483870941,null,1409.5612903225804,1388.7451612903158,1532.0451612903159,1443.3903225806505,1299.5870967741957,1323.4419354838685,null,0,0,0,1301.3129032258014,1467.3354838709763,null,{"$f":"AC254","v":2018},3,31,"32018",{"$f":"AG254/$AE254","v":0},0,0,0,0,0,0,0,0,0,0,0,0,0,0,0,0,null,null,null,"2007-10-10",10,2007,"102007",283,331.38064516129117,251.46451612903209,239.81612903225846,149.2000000000001,215.50645161290376,182.59677419354915,145.00645161290316,120.71935483870955,95.412903225806289,163.60967741935457,183.99677419354819,213.62258064516092,0,0,0,63.82258064516121,92.841935483871325,null,2011,1,31,"12011",0,0,0,0,0,0,0,0,0,0,0,0,0,0,0,0,null,0,{"$error":"#DIV/0!"}]
[null,null,null,"2007-10-11",10,2007,"102007",284,1037.3709677419342,1255.6129032258102,1206.4645161290325,1048.3096774193561,1144.4451612903215,1329.9129032258038,null,1414.4774193548385,1393.509677419348,1537.3096774193482,1448.919354838715,1304.0258064516152,1328.4161290322556,null,0,0,0,1305.2741935483821,1471.429032258073,null,{"$f":"AC255","v":2018},4,30,"42018",{"$f":"AG255/$AE255","v":0},0,0,0,0,0,0,0,0,0,0,0,0,0,0,0,0,null,null,null,"2007-10-11",10,2007,"102007",284,331.6387096774202,251.67096774193533,240.06774193548426,149.40000000000009,215.68709677419409,182.706451612904,145.0870967741935,120.86129032258052,95.474193548386936,163.78064516129004,184.10645161290304,213.75483870967705,0,0,0,63.854838709677338,92.916129032258425,null,2011,2,28,"22011",0,0,0,0,0,0,0,0,0,0,0,0,0,0,0,0,null,0,{"$error":"#DIV/0!"}]
[null,null,null,"2007-10-12",10,2007,"102007",285,1041.1774193548374,1260.6322580645199,1211.161290322581,1051.4741935483885,1148.4129032258054,1334.6322580645135,null,1419.3935483870966,1398.2741935483803,1542.5741935483804,1454.4483870967795,1308.4645161290346,1333.3903225806428,null,0,0,0,1309.2354838709628,1475.5225806451697,null,{"$f":"AC256","v":2018},5,31,"52018",{"$f":"AG256/$AE256","v":0},0,0,0,0,0,0,0,0,0,0,0,0,0,0,0,0,null,null,null,"2007-10-12",10,2007,"102007",285,331.89677419354922,251.87741935483857,240.31935483871007,149.60000000000008,215.86774193548442,182.81612903225886,145.16774193548383,121.00322580645148,95.535483870967582,163.95161290322551,184.2161290322579,213.88709677419317,0,0,0,63.887096774193466,92.990322580645525,null,2011,3,31,"32011",0,0,0,0,0,0,0,0,0,0,0,0,0,0,0,0,null,0,{"$error":"#DIV/0!"}]
[null,null,null,"2007-10-13",10,2007,"102007",286,1044.9838709677406,1265.6516129032295,1215.8580645161294,1054.6387096774208,1152.3806451612893,1339.3516129032232,null,1424.3096774193548,1403.0387096774125,1547.8387096774127,1459.977419354844,1312.903225806454,1338.3645161290299,null,0,0,0,1313.1967741935434,1479.6161290322664,null,{"$f":"AC257","v":2018},6,30,"62018",{"$f":"AG257/$AE257","v":0},0,0,0,0,0,0,0,0,0,0,0,0,0,0,0,0,null,null,null,"2007-10-13",10,2007,"102007",286,332.15483870967824,252.0838709677418,240.57096774193587,149.80000000000007,216.04838709677475,182.92580645161371,145.24838709677417,121.14516129032245,95.596774193548228,164.12258064516098,184.32580645161275,214.01935483870929,0,0,0,63.919354838709594,93.064516129032626,null,2011,4,30,"42011",12.8,0,11.4,3.8,7.9,0,0.5,3.1,1.4,3.5,4.5,8.6999999999999993,0.5,0.3,0.1,4.5,null,0,{"$error":"#DIV/0!"}]
[null,null,null,"2007-10-14",10,2007,"102007",287,1048.7903225806438,1270.6709677419392,1220.5548387096778,1057.8032258064532,1156.3483870967732,1344.0709677419329,null,1429.2258064516129,1407.8032258064447,1553.1032258064449,1465.5064516129084,1317.3419354838734,1343.338709677417,null,0,0,0,1317.1580645161241,1483.7096774193631,null,{"$f":"AC258","v":2018},7,31,"72018",{"$f":"AG258/$AE258","v":0},0,0,0,0,0,0,0,0,0,0,0,0,0,0,0,0,null,null,null,"2007-10-14",10,2007,"102007",287,332.41290322580727,252.29032258064504,240.82258064516168,150.00000000000006,216.22903225806508,183.03548387096856,145.3290322580645,121.28709677419342,95.658064516128874,164.29354838709645,184.4354838709676,214.15161290322541,0,0,0,63.951612903225723,93.138709677419726,null,2011,5,31,"52011",5,12.1,1.2,0,1,7.1,8.3000000000000007,0.1,0.4,1.2,1.2,6.8,0.1,0,0,1,null,0,{"$error":"#DIV/0!"}]
[null,null,null,"2007-10-15",10,2007,"102007",288,1052.5967741935469,1275.6903225806489,1225.2516129032263,1060.9677419354855,1160.3161290322571,1348.7903225806426,null,1434.1419354838711,1412.567741935477,1558.3677419354772,1471.0354838709729,1321.7806451612928,1348.3129032258041,null,0,0,0,1321.1193548387048,1487.8032258064597,null,{"$f":"AC259","v":2018},8,31,"82018",{"$f":"AG259/$AE259","v":0},0,0,0,0,0,0,0,0,0,0,0,0,0,0,0,0,null,null,null,"2007-10-15",10,2007,"102007",288,332.67096774193629,252.49677419354828,241.07419354838748,150.20000000000005,216.4096774193554,183.14516129032341,145.40967741935484,121.42903225806438,95.719354838709521,164.46451612903192,184.54516129032245,214.28387096774154,0,0,0,63.983870967741851,93.212903225806826,null,2011,6,30,"62011",19.7,4.8,14.8,7.6,11.1,1.6,25.7,6.5,10,15.6,15.6,19.100000000000001,2.6,2.4,3.5,8.4,null,0.6,{"$error":"#DIV/0!"}]
[null,null,null,"2007-10-16",10,2007,"102007",289,1056.4032258064501,1280.7096774193585,1229.9483870967747,1064.1322580645178,1164.283870967741,1353.5096774193523,null,1439.0580645161292,1417.3322580645092,1563.6322580645094,1476.5645161290374,1326.2193548387122,1353.2870967741912,null,0,0,0,1325.0806451612855,1491.8967741935564,null,{"$f":"AC260","v":2018},9,30,"92018",{"$f":"AG260/$AE260","v":0},0,0,0,0,0,0,0,0,0,0,0,0,0,0,0,0,null,null,null,"2007-10-16",10,2007,"102007",289,332.92903225806532,252.70322580645151,241.32580645161329,150.40000000000003,216.59032258064573,183.25483870967827,145.49032258064517,121.57096774193535,95.780645161290167,164.63548387096739,184.65483870967731,214.41612903225766,0,0,0,64.016129032257979,93.287096774193927,null,2011,7,31,"72011",22.2,20.399999999999999,18.2,12.2,14.2,13.9,11.3,9.1,5.8,14.3,18.899999999999999,16.3,9.8000000000000007,4.4000000000000004,1.2,10.7,null,0.4,{"$error":"#DIV/0!"}]
[null,null,null,"2007-10-17",10,2007,"102007",290,1060.2096774193533,1285.7290322580682,1234.6451612903231,1067.2967741935502,1168.2516129032249,1358.229032258062,null,1443.9741935483873,1422.0967741935415,1568.8967741935417,1482.0935483871019,1330.6580645161316,1358.2612903225784,null,0,0,0,1329.0419354838662,1495.9903225806531,null,{"$f":"AC261","v":2018},10,31,"102018",{"$f":"AG261/$AE261","v":0},0,0,0,0,0,0,0,0,0,0,0,0,0,0,0,0,null,null,null,"2007-10-17",10,2007,"102007",290,333.18709677419434,252.90967741935475,241.57741935483909,150.60000000000002,216.77096774193606,183.36451612903312,145.5709677419355,121.71290322580631,95.841935483870813,164.80645161290286,184.76451612903216,214.54838709677378,0,0,0,64.048387096774107,93.361290322581027,null,2011,8,31,"82011",24.9,22.4,15.2,4.5999999999999996,9.3000000000000007,19.2,6,1.4,6.8,11.5,15.2,23.8,1.2,0.9,1,2.9,null,0,{"$f":"SUM(CT363:CT408)/3","v":{"$error":"#DIV/0!"}}]
[null,null,null,"2007-10-18",10,2007,"102007",291,1064.0161290322565,1290.7483870967778,1239.3419354838716,1070.4612903225825,1172.2193548387088,1362.9483870967717,null,1448.8903225806455,1426.8612903225737,1574.1612903225739,1487.6225806451664,1335.096774193551,1363.2354838709655,null,0,0,0,1333.0032258064468,1500.0838709677498,null,{"$f":"AC262","v":2018},11,30,"112018",{"$f":"AG262/$AE262","v":0},0,0,0,0,0,0,0,0,0,0,0,0,0,0,0,0,null,null,null,"2007-10-18",10,2007,"102007",291,333.44516129032337,253.11612903225799,241.8290322580649,150.80000000000001,216.95161290322639,183.47419354838797,145.65161290322584,121.85483870967728,95.903225806451459,164.97741935483833,184.87419354838701,214.6806451612899,0,0,0,64.080645161290235,93.435483870968127,null,2011,9,30,"92011",15.1,25.6,10,5.4,8.5,17.3,5.8,6.4,7,9.1,13.1,17.5,2.4,2.4,1.3,6.8,null,0.6]
[null,null,null,"2007-10-19",10,2007,"102007",292,1067.8225806451596,1295.7677419354875,1244.03870967742,1073.6258064516148,1176.1870967741927,1367.6677419354814,null,1453.8064516129036,1431.625806451606,1579.4258064516061,1493.1516129032309,1339.5354838709704,1368.2096774193526,null,0,0,0,1336.9645161290275,1504.1774193548465,null,2018,12,31,{"$f":"AD411&AC411","v":"122018"},0,0,0,0,0,0,0,0,0,0,0,0,0,0,0,0,0,null,null,null,"2007-10-19",10,2007,"102007",292,333.70322580645239,253.32258064516122,242.0806451612907,151,217.13225806451672,183.58387096774283,145.73225806451617,121.99677419354825,95.964516129032106,165.1483870967738,184.98387096774186,214.81290322580602,0,0,0,64.112903225806363,93.509677419355228,null,2011,10,31,"102011",7.5,16.899999999999999,5.0999999999999996,3,4.9000000000000004,12.5,0.1,1,2.1,3.8,5.9,9.1,0,0,0,1.8,null,0]
[null,null,null,"2007-10-20",10,2007,"102007",293,1071.6290322580628,1300.7870967741972,1248.7354838709684,1076.7903225806472,1180.1548387096766,1372.3870967741911,null,1458.7225806451618,1436.3903225806382,1584.6903225806384,1498.6806451612954,1343.9741935483898,1373.1838709677397,null,0,0,0,1340.9258064516082,1508.2709677419432,null,null,null,null,null,null,null,null,null,null,null,null,null,null,null,null,null,null,null,null,null,null,null,null,null,"2007-10-20",10,2007,"102007",293,333.96129032258142,253.52903225806446,242.33225806451651,151.19999999999999,217.31290322580705,183.69354838709768,145.81290322580651,122.13870967741921,96.025806451612752,165.31935483870927,185.09354838709672,214.94516129032215,0,0,0,64.145161290322491,93.583870967742328,null,2011,11,30,"112011",0,7.1,0,0,0,6.3,0,0,0,0,0,0,0,0,0,0,null,0]
[null,null,null,"2007-10-21",10,2007,"102007",294,1075.435483870966,1305.8064516129068,1253.4322580645169,1079.9548387096795,1184.1225806451605,1377.1064516129009,null,1463.6387096774199,1441.1548387096705,1589.9548387096706,1504.2096774193599,1348.4129032258093,1378.1580645161268,null,0,0,0,1344.8870967741889,1512.3645161290399,null,null,null,null,null,null,null,null,null,null,null,null,null,null,null,null,null,null,null,null,null,null,null,null,null,"2007-10-21",10,2007,"102007",294,334.21935483871044,253.7354838709677,242.58387096774231,151.39999999999998,217.49354838709738,183.80322580645253,145.89354838709684,122.28064516129018,96.087096774193398,165.49032258064474,185.20322580645157,215.07741935483827,0,0,0,64.177419354838619,93.658064516129429,null,2011,12,31,"122011",0,0,0,0,0,0,0,0,0,0,0,0,0,0,0,0,null,0]
[null,null,null,"2007-10-22",10,2007,"102007",295,1079.2419354838692,1310.8258064516165,1258.1290322580653,1083.1193548387118,1188.0903225806444,1381.8258064516106,null,1468.5548387096781,1445.9193548387027,1595.2193548387029,1509.7387096774244,1352.8516129032287,1383.132258064514,null,0,0,0,1348.8483870967696,1516.4580645161366,null,null,null,null,null,null,null,null,null,null,null,null,null,null,null,null,null,null,null,null,null,null,null,null,null,"2007-10-22",10,2007,"102007",295,334.47741935483947,253.94193548387094,242.83548387096812,151.59999999999997,217.67419354838771,183.91290322580738,145.97419354838718,122.42258064516115,96.148387096774044,165.66129032258021,185.31290322580642,215.20967741935439,0,0,0,64.209677419354747,93.732258064516529,null,2012,1,31,{"$f":"BY414&BX414","v":"12012"},0,0,0,0,0,0,0,0,0,0,0,0,0,0,0,0,null,0]
[null,null,null,"2007-10-23",10,2007,"102007",296,1083.0483870967723,1315.8451612903261,1262.8258064516137,1086.2838709677442,1192.0580645161283,1386.5451612903203,null,1473.4709677419362,1450.6838709677349,1600.4838709677351,1515.2677419354889,1357.2903225806481,1388.1064516129011,null,0,0,0,1352.8096774193502,1520.5516129032333,null,null,null,null,null,null,null,null,null,null,null,null,null,null,null,null,null,null,null,null,null,null,null,null,null,"2007-10-23",10,2007,"102007",296,334.73548387096849,254.14838709677417,243.08709677419392,151.79999999999995,217.85483870967803,184.02258064516224,146.05483870967751,122.56451612903211,96.209677419354691,165.83225806451568,185.42258064516128,215.34193548387051,0,0,0,64.241935483870876,93.806451612903629,null,2012,2,29,"22012",0,0,0,0,0,0,0,0,0,0,0,0,0,0,0,0,null,0]
[null,null,null,"2007-10-24",10,2007,"102007",297,1086.8548387096755,1320.8645161290358,1267.5225806451622,1089.4483870967765,1196.0258064516122,1391.26451612903,null,1478.3870967741943,1455.4483870967672,1605.7483870967674,1520.7967741935533,1361.7290322580675,1393.0806451612882,null,0,0,0,1356.7709677419309,1524.64516129033,null,null,null,null,null,null,null,null,null,null,null,null,null,null,null,null,null,null,null,null,null,null,null,null,null,"2007-10-24",10,2007,"102007",297,334.99354838709752,254.35483870967741,243.33870967741973,151.99999999999994,218.03548387096836,184.13225806451709,146.13548387096785,122.70645161290308,96.270967741935337,166.00322580645116,185.53225806451613,215.47419354838664,0,0,0,64.274193548387004,93.88064516129073,null,2012,3,31,"32012",0.8,0,0.9,0.3,0.7,0,1.4,0.5,0.9,2.1,1.1000000000000001,0.3,0.6,0.8,0.6,0.6,null,0]
[null,null,null,"2007-10-25",10,2007,"102007",298,1090.6612903225787,1325.8838709677455,1272.2193548387106,1092.6129032258089,1199.9935483870961,1395.9838709677397,null,1483.3032258064525,1460.2129032257994,1611.0129032257996,1526.3258064516178,1366.1677419354869,1398.0548387096753,null,0,0,0,1360.7322580645116,1528.7387096774266,null,null,null,null,null,null,null,null,null,null,null,null,null,null,null,null,null,null,null,null,null,null,null,null,null,"2007-10-25",10,2007,"102007",298,335.25161290322654,254.56129032258065,243.59032258064553,152.19999999999993,218.21612903225869,184.24193548387194,146.21612903225818,122.84838709677405,96.332258064515983,166.17419354838663,185.64193548387098,215.60645161290276,0,0,0,64.306451612903132,93.95483870967783,null,2012,4,30,"42012",0,0.4,0,0,0,0.6,0,0,0,0,0,0,0,0,0,0,null,0]
[null,null,null,"2007-10-26",10,2007,"102007",299,1094.4677419354819,1330.9032258064551,1276.9161290322591,1095.7774193548412,1203.96129032258,1400.7032258064494,null,1488.2193548387106,1464.9774193548317,1616.2774193548319,1531.8548387096823,1370.6064516129063,1403.0290322580624,null,0,0,0,1364.6935483870923,1532.8322580645233,null,null,null,null,null,null,null,null,null,null,null,null,null,null,null,null,null,null,null,null,null,null,null,null,null,"2007-10-26",10,2007,"102007",299,335.50967741935557,254.76774193548388,243.84193548387134,152.39999999999992,218.39677419354902,184.35161290322679,146.29677419354852,122.99032258064501,96.393548387096629,166.3451612903221,185.75161290322583,215.73870967741888,0,0,0,64.33870967741926,94.02903225806493,null,2012,5,31,"52012",19.8,0,22,6.7,13.7,0,14.8,10.199999999999999,1.4,12.3,16.600000000000001,12.4,7.6,4.9000000000000004,4.9000000000000004,11.3,null,1.6]
[null,null,null,"2007-10-27",10,2007,"102007",300,1098.274193548385,1335.9225806451648,1281.6129032258075,1098.9419354838735,1207.9290322580639,1405.4225806451591,null,1493.1354838709688,1469.7419354838639,1621.5419354838641,1537.3838709677468,1375.0451612903257,1408.0032258064496,null,0,0,0,1368.654838709673,1536.92580645162,null,null,null,null,null,null,null,null,null,null,null,null,null,null,null,null,null,null,null,null,null,null,null,null,null,"2007-10-27",10,2007,"102007",300,335.76774193548459,254.97419354838712,244.09354838709714,152.59999999999991,218.57741935483935,184.46129032258165,146.37741935483885,123.13225806451598,96.454838709677276,166.51612903225757,185.86129032258069,215.870967741935,0,0,0,64.370967741935388,94.103225806452031,null,2012,6,30,"62012",9.1999999999999993,19.2,4.4000000000000004,0.7,3.1,17.600000000000001,4.2,0.3,1.7,4.2,5,10.7,0.1,0,0.1,1.9,null,0]
[null,null,null,"2007-10-28",10,2007,"102007",301,1102.0806451612882,1340.9419354838744,1286.3096774193559,1102.1064516129059,1211.8967741935478,1410.1419354838688,null,1498.0516129032269,1474.5064516128962,1626.8064516128964,1542.9129032258113,1379.4838709677451,1412.9774193548367,null,0,0,0,1372.6161290322536,1541.0193548387167,null,null,null,null,null,null,null,null,null,null,null,null,null,null,null,null,null,null,null,null,null,null,null,null,null,"2007-10-28",10,2007,"102007",301,336.02580645161362,255.18064516129036,244.34516129032295,152.7999999999999,218.75806451612968,184.5709677419365,146.45806451612918,123.27419354838695,96.516129032257922,166.68709677419304,185.97096774193554,216.00322580645113,0,0,0,64.403225806451516,94.177419354839131,null,2012,7,31,"72012",24,9.9,21.4,12.6,16.100000000000001,4.3,10.8,2.5,10.3,10.7,14.9,21.3,1.1000000000000001,1.2,1.6,7.2,null,0]
[null,null,null,"2007-10-29",10,2007,"102007",302,1105.8870967741914,1345.9612903225841,1291.0064516129044,1105.2709677419382,1215.8645161290317,1414.8612903225785,null,1502.967741935485,1479.2709677419284,1632.0709677419286,1548.4419354838758,1383.9225806451645,1417.9516129032238,null,0,0,0,1376.5774193548343,1545.1129032258134,null,null,null,null,null,null,null,null,null,null,null,null,null,null,null,null,null,null,null,null,null,null,null,null,null,"2007-10-29",10,2007,"102007",302,336.28387096774264,255.38709677419359,244.59677419354875,152.99999999999989,218.93870967742001,184.68064516129135,146.53870967741952,123.41612903225791,96.577419354838568,166.85806451612851,186.08064516129039,216.13548387096725,0,0,0,64.435483870967644,94.251612903226231,null,2012,8,31,"82012",38.299999999999997,24,26.2,12.1,17.5,17.2,17.100000000000001,10.1,15.3,17.8,21.2,38.9,5.8,3.7,3.4,10.8,null,0.1]
[null,null,null,"2007-10-30",10,2007,"102007",303,1109.6935483870946,1350.9806451612938,1295.7032258064528,1108.4354838709705,1219.8322580645156,1419.5806451612882,null,1507.8838709677432,1484.0354838709607,1637.3354838709608,1553.9709677419403,1388.361290322584,1422.9258064516109,null,0,0,0,1380.538709677415,1549.2064516129101,null,null,null,null,null,null,null,null,null,null,null,null,null,null,null,null,null,null,null,null,null,null,null,null,null,"2007-10-30",10,2007,"102007",303,336.54193548387167,255.59354838709683,244.84838709677456,153.19999999999987,219.11935483871034,184.7903225806462,146.61935483870985,123.55806451612888,96.638709677419214,167.02903225806398,186.19032258064524,216.26774193548337,0,0,0,64.467741935483772,94.325806451613332,null,2012,9,30,"92012",11.2,39.5,8.1999999999999993,2.4,4.3,18.2,3.5,1,5.3,6,7,12.1,0.3,0.5,3.4,2.4,null,0]
[null,null,null,"2007-10-31",10,2007,"102007",304,1113.4999999999977,1356.0000000000034,1300.4000000000012,1111.6000000000029,1223.7999999999995,1424.2999999999979,null,1512.8000000000013,1488.7999999999929,1642.5999999999931,1559.5000000000048,1392.8000000000034,1427.899999999998,null,0,0,0,1384.4999999999957,1553.3000000000068,null,null,null,null,null,null,null,null,null,null,null,null,null,null,null,null,null,null,null,null,null,null,null,null,null,"2007-10-31",10,2007,"102007",304,336.80000000000069,255.80000000000007,245.10000000000036,153.39999999999986,219.30000000000067,184.90000000000106,146.70000000000019,123.69999999999985,96.699999999999861,167.19999999999945,186.3000000000001,216.39999999999949,0,0,0,64.499999999999901,94.400000000000432,null,2012,10,31,"102012",0,11.4,0,0,0,6.3,0,0,0,0,0,0,0,0,0,0,null,0]
[null,null,null,"2007-11-01",11,2007,"112007",305,1121.043333333331,1364.2366666666701,1308.6033333333346,1118.1466666666695,1231.2966666666662,1432.7166666666647,null,1521.3900000000012,1496.6666666666595,1650.2133333333263,1567.7300000000048,1401.0333333333367,1436.9566666666647,null,0,0,0,1391.2399999999957,1560.6266666666734,null,null,null,null,null,null,null,null,null,null,null,null,null,null,null,null,null,null,null,null,null,null,null,null,null,"2007-11-01",11,2007,"112007",305,336.84000000000071,255.84000000000006,245.12000000000037,153.40666666666652,219.31333333333399,184.91666666666774,146.70333333333352,123.69999999999985,96.716666666666526,167.21333333333277,186.31333333333342,216.40333333333282,0,0,0,64.499999999999901,94.403333333333762,null,2012,11,30,"112012",0,0,0,0,0,0,0,0,0,0,0,0,0,0,0,0,null,0]
[null,null,null,"2007-11-02",11,2007,"112007",306,1128.5866666666643,1372.4733333333368,1316.806666666668,1124.6933333333361,1238.7933333333328,1441.1333333333314,null,1529.9800000000012,1504.533333333326,1657.8266666666595,1575.9600000000048,1409.2666666666701,1446.0133333333313,null,0,0,0,1397.9799999999957,1567.95333333334,null,null,null,null,null,null,null,null,null,null,null,null,null,null,null,null,null,null,null,null,null,null,null,null,null,"2007-11-02",11,2007,"112007",306,336.88000000000073,255.88000000000005,245.14000000000038,153.41333333333318,219.32666666666731,184.93333333333442,146.70666666666685,123.69999999999985,96.733333333333192,167.22666666666609,186.32666666666674,216.40666666666615,0,0,0,64.499999999999901,94.406666666667093,null,2012,12,31,"122012",0,0,0,0,0,0,0,0,0,0,0,0,0,0,0,0,null,0]
[null,null,null,"2007-11-03",11,2007,"112007",307,1136.1299999999976,1380.7100000000034,1325.0100000000014,1131.2400000000027,1246.2899999999995,1449.5499999999981,null,1538.5700000000011,1512.3999999999926,1665.4399999999928,1584.1900000000048,1417.5000000000034,1455.0699999999979,null,0,0,0,1404.7199999999957,1575.2800000000066,null,null,null,null,null,null,null,null,null,null,null,null,null,null,null,null,null,null,null,null,null,null,null,null,null,"2007-11-03",11,2007,"112007",307,336.92000000000075,255.92000000000004,245.16000000000039,153.41999999999985,219.34000000000063,184.9500000000011,146.71000000000018,123.69999999999985,96.749999999999858,167.23999999999941,186.34000000000006,216.40999999999948,0,0,0,64.499999999999901,94.410000000000423,null,2013,1,31,"12013"]
[null,null,null,"2007-11-04",11,2007,"112007",308,1143.6733333333309,1388.9466666666701,1333.2133333333347,1137.7866666666694,1253.7866666666662,1457.9666666666649,null,1547.160000000001,1520.2666666666591,1673.053333333326,1592.4200000000048,1425.7333333333368,1464.1266666666645,null,0,0,0,1411.4599999999957,1582.6066666666732,null,null,null,null,null,null,null,null,null,null,null,null,null,null,null,null,null,null,null,null,null,null,null,null,null,"2007-11-04",11,2007,"112007",308,336.96000000000078,255.96000000000004,245.1800000000004,153.42666666666651,219.35333333333395,184.96666666666778,146.71333333333351,123.69999999999985,96.766666666666524,167.25333333333273,186.35333333333338,216.41333333333282,0,0,0,64.499999999999901,94.413333333333753,null,2013,2,29,"22013"]
[null,null,null,"2007-11-05",11,2007,"112007",309,1151.2166666666642,1397.1833333333368,1341.4166666666681,1144.333333333336,1261.2833333333328,1466.3833333333316,null,1555.7500000000009,1528.1333333333257,1680.6666666666592,1600.6500000000049,1433.9666666666701,1473.1833333333311,null,0,0,0,1418.1999999999957,1589.9333333333398,null,null,null,null,null,null,null,null,null,null,null,null,null,null,null,null,null,null,null,null,null,null,null,null,null,"2007-11-05",11,2007,"112007",309,337.0000000000008,256.00000000000006,245.20000000000041,153.43333333333317,219.36666666666727,184.98333333333446,146.71666666666684,123.69999999999985,96.783333333333189,167.26666666666605,186.3666666666667,216.41666666666615,0,0,0,64.499999999999901,94.416666666667084,null,2013,3,31,"32013"]
[null,null,null,"2007-11-06",11,2007,"112007",310,1158.7599999999975,1405.4200000000035,1349.6200000000015,1150.8800000000026,1268.7799999999995,1474.7999999999984,null,1564.3400000000008,1535.9999999999923,1688.2799999999925,1608.8800000000049,1442.2000000000035,1482.2399999999977,null,0,0,0,1424.9399999999957,1597.2600000000064,null,null,null,null,null,null,null,null,null,null,null,null,null,null,null,null,null,null,null,null,null,null,null,null,null,"2007-11-06",11,2007,"112007",310,337.04000000000082,256.04000000000008,245.22000000000043,153.43999999999983,219.38000000000059,185.00000000000114,146.72000000000017,123.69999999999985,96.799999999999855,167.27999999999938,186.38000000000002,216.41999999999948,0,0,0,64.499999999999901,94.420000000000414,null,2013,4,30,"42013"]
[null,null,null,"2007-11-07",11,2007,"112007",311,1166.3033333333308,1413.6566666666702,1357.8233333333349,1157.4266666666692,1276.2766666666662,1483.2166666666651,null,1572.9300000000007,1543.8666666666588,1695.8933333333257,1617.1100000000049,1450.4333333333368,1491.2966666666644,null,0,0,0,1431.6799999999957,1604.586666666673,null,null,null,null,null,null,null,null,null,null,null,null,null,null,null,null,null,null,null,null,null,null,null,null,null,"2007-11-07",11,2007,"112007",311,337.08000000000084,256.0800000000001,245.24000000000044,153.44666666666649,219.39333333333391,185.01666666666782,146.7233333333335,123.69999999999985,96.816666666666521,167.2933333333327,186.39333333333335,216.42333333333281,0,0,0,64.499999999999901,94.423333333333744,null,2013,5,31,{"$f":"BY430&BX430","v":"52013"}]
[null,null,null,"2007-11-08",11,2007,"112007",312,1173.8466666666641,1421.8933333333368,1366.0266666666682,1163.9733333333359,1283.7733333333329,1491.6333333333318,null,1581.5200000000007,1551.7333333333254,1703.5066666666589,1625.3400000000049,1458.6666666666702,1500.353333333331,null,0,0,0,1438.4199999999958,1611.9133333333396,null,null,null,null,null,null,null,null,null,null,null,null,null,null,null,null,null,null,null,null,null,null,null,null,null,"2007-11-08",11,2007,"112007",312,337.12000000000086,256.12000000000012,245.26000000000045,153.45333333333315,219.40666666666723,185.0333333333345,146.72666666666683,123.69999999999985,96.833333333333186,167.30666666666602,186.40666666666667,216.42666666666614,0,0,0,64.499999999999901,94.426666666667074,null,2013,6,30,"62013"]
[null,null,null,"2007-11-09",11,2007,"112007",313,1181.3899999999974,1430.1300000000035,1374.2300000000016,1170.5200000000025,1291.2699999999995,1500.0499999999986,null,1590.1100000000006,1559.599999999992,1711.1199999999922,1633.5700000000049,1466.9000000000035,1509.4099999999976,null,0,0,0,1445.1599999999958,1619.2400000000061,null,null,null,null,null,null,null,null,null,null,null,null,null,null,null,null,null,null,null,null,null,null,null,null,null,"2007-11-09",11,2007,"112007",313,337.16000000000088,256.16000000000014,245.28000000000046,153.45999999999981,219.42000000000056,185.05000000000118,146.73000000000016,123.69999999999985,96.849999999999852,167.31999999999934,186.42,216.42999999999947,0,0,0,64.499999999999901,94.430000000000405,null,2013,7,31,"72013"]
[null,null,null,"2007-11-10",11,2007,"112007",314,1188.9333333333307,1438.3666666666702,1382.433333333335,1177.0666666666691,1298.7666666666662,1508.4666666666653,null,1598.7000000000005,1567.4666666666585,1718.7333333333254,1641.800000000005,1475.1333333333369,1518.4666666666642,null,0,0,0,1451.8999999999958,1626.5666666666727,null,null,null,null,null,null,null,null,null,null,null,null,null,null,null,null,null,null,null,null,null,null,null,null,null,"2007-11-10",11,2007,"112007",314,337.2000000000009,256.20000000000016,245.30000000000047,153.46666666666647,219.43333333333388,185.06666666666786,146.73333333333349,123.69999999999985,96.866666666666518,167.33333333333266,186.43333333333331,216.4333333333328,0,0,0,64.499999999999901,94.433333333333735,null,2013,8,31,"82013"]
[null,null,null,"2007-11-11",11,2007,"112007",315,1196.476666666664,1446.6033333333369,1390.6366666666684,1183.6133333333357,1306.2633333333329,1516.8833333333321,null,1607.2900000000004,1575.3333333333251,1726.3466666666586,1650.030000000005,1483.3666666666702,1527.5233333333308,null,0,0,0,1458.6399999999958,1633.8933333333393,null,null,null,null,null,null,null,null,null,null,null,null,null,null,null,null,null,null,null,null,null,null,null,null,null,"2007-11-11",11,2007,"112007",315,337.24000000000092,256.24000000000018,245.32000000000048,153.47333333333313,219.4466666666672,185.08333333333454,146.73666666666682,123.69999999999985,96.883333333333184,167.34666666666598,186.44666666666663,216.43666666666613,0,0,0,64.499999999999901,94.436666666667065,null,2013,9,30,"92013"]
[null,null,null,"2007-11-12",11,2007,"112007",316,1204.0199999999973,1454.8400000000036,1398.8400000000017,1190.1600000000024,1313.7599999999995,1525.2999999999988,null,1615.8800000000003,1583.1999999999916,1733.9599999999919,1658.260000000005,1491.6000000000035,1536.5799999999974,null,0,0,0,1465.3799999999958,1641.2200000000059,null,null,null,null,null,null,null,null,null,null,null,null,null,null,null,null,null,null,null,null,null,null,null,null,null,"2007-11-12",11,2007,"112007",316,337.28000000000094,256.2800000000002,245.34000000000049,153.47999999999979,219.46000000000052,185.10000000000122,146.74000000000015,123.69999999999985,96.899999999999849,167.3599999999993,186.45999999999995,216.43999999999946,0,0,0,64.499999999999901,94.440000000000396,null,2013,10,31,"102013"]
[null,null,null,"2007-11-13",11,2007,"112007",317,1211.5633333333305,1463.0766666666702,1407.0433333333351,1196.706666666669,1321.2566666666662,1533.7166666666656,null,1624.4700000000003,1591.0666666666582,1741.5733333333251,1666.490000000005,1499.8333333333369,1545.636666666664,null,0,0,0,1472.1199999999958,1648.5466666666725,null,null,null,null,null,null,null,null,null,null,null,null,null,null,null,null,null,null,null,null,null,null,null,null,null,"2007-11-13",11,2007,"112007",317,337.32000000000096,256.32000000000022,245.3600000000005,153.48666666666645,219.47333333333384,185.1166666666679,146.74333333333348,123.69999999999985,96.916666666666515,167.37333333333262,186.47333333333327,216.44333333333279,0,0,0,64.499999999999901,94.443333333333726,null,null,null,null,null,118.06666666666666,113.69999999999999,85.833333333333329,41.166666666666664,60.400000000000006,78.166666666666671,55.733333333333327,26.833333333333329,39.9,63.6,75.999999999999986,107.90000000000002,17.733333333333334,15.066666666666665,10.366666666666667,32.666666666666664,0,1.8]
[null,null,null,"2007-11-14",11,2007,"112007",318,1219.1066666666638,1471.3133333333369,1415.2466666666685,1203.2533333333356,1328.7533333333329,1542.1333333333323,null,1633.0600000000002,1598.9333333333248,1749.1866666666583,1674.720000000005,1508.0666666666702,1554.6933333333307,null,0,0,0,1478.8599999999958,1655.8733333333391,null,null,null,null,null,null,null,null,null,null,null,null,null,null,null,null,null,null,null,null,null,null,null,null,null,"2007-11-14",11,2007,"112007",318,337.36000000000098,256.36000000000024,245.38000000000051,153.49333333333311,219.48666666666716,185.13333333333458,146.74666666666681,123.69999999999985,96.933333333333181,167.38666666666595,186.48666666666659,216.44666666666612,0,0,0,64.499999999999901,94.446666666667056]
[null,null,null,"2007-11-15",11,2007,"112007",319,1226.6499999999971,1479.5500000000036,1423.4500000000019,1209.8000000000022,1336.2499999999995,1550.549999999999,null,1641.65,1606.7999999999913,1756.7999999999915,1682.950000000005,1516.3000000000036,1563.7499999999973,null,0,0,0,1485.5999999999958,1663.2000000000057,null,null,null,null,null,null,null,null,null,null,null,null,null,null,null,null,null,null,null,null,null,null,null,null,null,"2007-11-15",11,2007,"112007",319,337.400000000001,256.40000000000026,245.40000000000052,153.49999999999977,219.50000000000048,185.15000000000126,146.75000000000014,123.69999999999985,96.949999999999847,167.39999999999927,186.49999999999991,216.44999999999945,0,0,0,64.499999999999901,94.450000000000387,null,"DAILY COOLING DAYS BY REGION"]
[null,null,null,"2007-11-16",11,2007,"112007",320,1234.1933333333304,1487.7866666666703,1431.6533333333352,1216.3466666666689,1343.7466666666662,1558.9666666666658,null,1650.24,1614.6666666666579,1764.4133333333248,1691.1800000000051,1524.5333333333369,1572.8066666666639,null,0,0,0,1492.3399999999958,1670.5266666666723,null,null,null,null,null,null,null,null,null,null,null,null,null,null,null,null,null,null,null,null,null,null,null,null,null,"2007-11-16",11,2007,"112007",320,337.44000000000102,256.44000000000028,245.42000000000053,153.50666666666643,219.5133333333338,185.16666666666794,146.75333333333347,123.69999999999985,96.966666666666512,167.41333333333259,186.51333333333324,216.45333333333278,0,0,0,64.499999999999901,94.453333333333717]
[null,null,null,"2007-11-17",11,2007,"112007",321,1241.7366666666637,1496.023333333337,1439.8566666666686,1222.8933333333355,1351.2433333333329,1567.3833333333325,null,1658.83,1622.5333333333244,1772.026666666658,1699.4100000000051,1532.7666666666703,1581.8633333333305,null,0,0,0,1499.0799999999958,1677.8533333333389,null,null,null,null,null,null,null,null,null,null,null,null,null,null,null,null,null,null,null,null,null,null,null,null,null,"2007-11-17",11,2007,"112007",321,337.48000000000104,256.4800000000003,245.44000000000054,153.51333333333309,219.52666666666713,185.18333333333462,146.7566666666668,123.69999999999985,96.983333333333178,167.42666666666591,186.52666666666656,216.45666666666611,0,0,0,64.499999999999901,94.456666666667047,null,"Year","Month","No. Days","MonthYear",1,2,3,4,5,6,7,8,9,10,11,12,13,14,15,16,17]
[null,null,null,"2007-11-18",{"$f":"MONTH(D441)","v":11},{"$f":"YEAR(D441)","v":2007},{"$f":"E441&F441","v":"112007"},322,{"$f":"SUMIF($AF$268:$AF$411,$G441,AG$268:AG$411)+I440","v":1249.279999999997},{"$f":"SUMIF($AF$268:$AF$411,$G441,AH$268:AH$411)+J440","v":1504.2600000000036},{"$f":"SUMIF($AF$268:$AF$411,$G441,AI$268:AI$411)+K440","v":1448.060000000002},{"$f":"SUMIF($AF$268:$AF$411,$G441,AJ$268:AJ$411)+L440","v":1229.4400000000021},{"$f":"SUMIF($AF$268:$AF$411,$G441,AK$268:AK$411)+M440","v":1358.7399999999996},{"$f":"SUMIF($AF$268:$AF$411,$G441,AL$268:AL$411)+N440","v":1575.7999999999993},null,{"$f":"SUMIF($AF$268:$AF$411,$G441,AM$268:AM$411)+P440","v":1667.4199999999998},{"$f":"SUMIF($AF$268:$AF$411,$G441,AN$268:AN$411)+Q440","v":1630.399999999991},{"$f":"SUMIF($AF$268:$AF$411,$G441,AO$268:AO$411)+R440","v":1779.6399999999912},{"$f":"SUMIF($AF$268:$AF$411,$G441,AP$268:AP$411)+S440","v":1707.6400000000051},{"$f":"SUMIF($AF$268:$AF$411,$G441,AQ$268:AQ$411)+T440","v":1541.0000000000036},{"$f":"SUMIF($AF$268:$AF$411,$G441,AR$268:AR$411)+U440","v":1590.9199999999971},null,{"$f":"SUMIF($AF$268:$AF$411,$G441,AS$268:AS$411)+W440","v":0},{"$f":"SUMIF($AF$268:$AF$411,$G441,AT$268:AT$411)+X440","v":0},{"$f":"SUMIF($AF$268:$AF$411,$G441,AU$268:AU$411)+Y440","v":0},{"$f":"SUMIF($AF$268:$AF$411,$G441,AV$268:AV$411)+Z440","v":1505.8199999999958},{"$f":"SUMIF($AF$268:$AF$411,$G441,AW$268:AW$411)+AA440","v":1685.1800000000055},null,null,null,null,null,null,null,null,null,null,null,null,null,null,null,null,null,null,null,null,null,null,null,null,null,"2007-11-18",{"$f":"MONTH(BA441)","v":11},{"$f":"YEAR(BA441)","v":2007},{"$f":"BB441&BC441","v":"112007"},322,{"$f":"SUMIF($AF$268:$AF$411,$G441,CB$441:CB$522)+BF440","v":337.52000000000106},{"$f":"SUMIF($AF$268:$AF$411,$G441,CC$441:CC$522)+BG440","v":256.52000000000032},{"$f":"SUMIF($AF$268:$AF$411,$G441,CD$441:CD$522)+BH440","v":245.46000000000055},{"$f":"SUMIF($AF$268:$AF$411,$G441,CE$441:CE$522)+BI440","v":153.51999999999975},{"$f":"SUMIF($AF$268:$AF$411,$G441,CF$441:CF$522)+BJ440","v":219.54000000000045},{"$f":"SUMIF($AF$268:$AF$411,$G441,CG$441:CG$522)+BK440","v":185.2000000000013},{"$f":"SUMIF($AF$268:$AF$411,$G441,CH$441:CH$522)+BL440","v":146.76000000000013},{"$f":"SUMIF($AF$268:$AF$411,$G441,CI$441:CI$522)+BM440","v":123.69999999999985},{"$f":"SUMIF($AF$268:$AF$411,$G441,CJ$441:CJ$522)+BN440","v":96.999999999999844},{"$f":"SUMIF($AF$268:$AF$411,$G441,CK$441:CK$522)+BO440","v":167.43999999999923},{"$f":"SUMIF($AF$268:$AF$411,$G441,CL$441:CL$522)+BP440","v":186.53999999999988},{"$f":"SUMIF($AF$268:$AF$411,$G441,CM$441:CM$522)+BQ440","v":216.45999999999944},{"$f":"SUMIF($AF$268:$AF$411,$G441,CN$441:CN$522)+BR440","v":0},{"$f":"SUMIF($AF$268:$AF$411,$G441,CO$441:CO$522)+BS440","v":0},{"$f":"SUMIF($AF$268:$AF$411,$G441,CP$441:CP$522)+BT440","v":0},{"$f":"SUMIF($AF$268:$AF$411,$G441,CQ$441:CQ$522)+BU440","v":64.499999999999901},{"$f":"SUMIF($AF$268:$AF$411,$G441,CR$441:CR$522)+BV440","v":94.460000000000377},null,2007,1,31,"12007",{"$f":"IF($BB$94=$BE$97,(CB120/$BZ120),IF($BB$94=$BF$97,(CB206/$BZ206),(CB354/$BZ354)))","v":0},0,0,0,0,0,0,0,0,0,0,0,0,0,0,0,0]
[null,null,null,"2007-11-19",11,2007,"112007",323,1256.8233333333303,1512.4966666666703,1456.2633333333354,1235.9866666666687,1366.2366666666662,1584.216666666666,null,1676.0099999999998,1638.2666666666576,1787.2533333333245,1715.8700000000051,1549.233333333337,1599.9766666666637,null,0,0,0,1512.5599999999959,1692.5066666666721,null,null,null,null,null,null,null,null,null,null,null,null,null,null,null,null,null,null,null,null,null,null,null,null,null,"2007-11-19",11,2007,"112007",323,337.56000000000108,256.56000000000034,245.48000000000056,153.52666666666642,219.55333333333377,185.21666666666798,146.76333333333346,123.69999999999985,97.016666666666509,167.45333333333255,186.5533333333332,216.46333333333277,0,0,0,64.499999999999901,94.463333333333708,null,2007,2,28,"22007",{"$f":"IF($BB$94=$BE$97,(CB121/$BZ121),IF($BB$94=$BF$97,(CB207/$BZ207),(CB355/$BZ355)))","v":0},0,0,0,0,0,0,0,0,0,0,0,0,0,0,0,0]
[null,null,null,"2007-11-20",11,2007,"112007",324,1264.3666666666636,1520.733333333337,1464.4666666666687,1242.5333333333353,1373.7333333333329,1592.6333333333328,null,1684.5999999999997,1646.1333333333241,1794.8666666666577,1724.1000000000051,1557.4666666666703,1609.0333333333303,null,0,0,0,1519.2999999999959,1699.8333333333387,null,null,null,null,null,null,null,null,null,null,null,null,null,null,null,null,null,null,null,null,null,null,null,null,null,"2007-11-20",11,2007,"112007",324,337.6000000000011,256.60000000000036,245.50000000000057,153.53333333333308,219.56666666666709,185.23333333333466,146.76666666666679,123.69999999999985,97.033333333333175,167.46666666666587,186.56666666666652,216.4666666666661,0,0,0,64.499999999999901,94.466666666667038,null,2007,3,31,"32007",{"$f":"IF($BB$94=$BE$97,(CB122/$BZ122),IF($BB$94=$BF$97,(CB208/$BZ208),(CB356/$BZ356)))","v":5.8064516129032261E-2},5.4838709677419356E-2,1.935483870967742E-2,6.4516129032258064E-3,0,3.2258064516129032E-3,0,0,0,0,3.2258064516129032E-3,3.5483870967741936E-2,0,0,0,0,0]
[null,null,null,"2007-11-21",11,2007,"112007",325,1271.9099999999969,1528.9700000000037,1472.6700000000021,1249.080000000002,1381.2299999999996,1601.0499999999995,null,1693.1899999999996,1653.9999999999907,1802.4799999999909,1732.3300000000052,1565.7000000000037,1618.089999999997,null,0,0,0,1526.0399999999959,1707.1600000000053,null,null,null,null,null,null,null,null,null,null,null,null,null,null,null,null,null,null,null,null,null,null,null,null,null,"2007-11-21",11,2007,"112007",325,337.64000000000112,256.64000000000038,245.52000000000058,153.53999999999974,219.58000000000041,185.25000000000134,146.77000000000012,123.69999999999985,97.049999999999841,167.47999999999919,186.57999999999984,216.46999999999943,0,0,0,64.499999999999901,94.470000000000368,null,2007,4,30,"42007",{"$f":"IF($BB$94=$BE$97,(CB123/$BZ123),IF($BB$94=$BF$97,(CB209/$BZ209),(CB357/$BZ357)))","v":1.0133333333333332},0.80333333333333334,0.92999999999999994,0.32,0.67999999999999994,0.40666666666666662,0.31,0.2,0.22333333333333333,0.30666666666666664,0.32666666666666672,0.48333333333333334,0,0,0,0.21,0.16333333333333336]
[null,null,null,"2007-11-22",11,2007,"112007",326,1279.4533333333302,1537.2066666666703,1480.8733333333355,1255.6266666666686,1388.7266666666662,1609.4666666666662,null,1701.7799999999995,1661.8666666666572,1810.0933333333242,1740.5600000000052,1573.933333333337,1627.1466666666636,null,0,0,0,1532.7799999999959,1714.4866666666719,null,null,null,null,null,null,null,null,null,null,null,null,null,null,null,null,null,null,null,null,null,null,null,null,null,"2007-11-22",11,2007,"112007",326,337.68000000000114,256.6800000000004,245.54000000000059,153.5466666666664,219.59333333333373,185.26666666666802,146.77333333333345,123.69999999999985,97.066666666666507,167.49333333333252,186.59333333333316,216.47333333333276,0,0,0,64.499999999999901,94.473333333333699,null,2007,5,31,"52007",{"$f":"IF($BB$94=$BE$97,(CB124/$BZ124),IF($BB$94=$BF$97,(CB210/$BZ210),(CB358/$BZ358)))","v":0.95806451612903221},0.69032258064516128,0.77419354838709675,0.36129032258064514,0.52580645161290329,0.39677419354838711,0.31612903225806455,0.15806451612903227,0.11612903225806452,0.27419354838709675,0.33548387096774196,0.5161290322580645,0,0,0,0.15483870967741936,0.23548387096774193]
[null,null,null,"2007-11-23",11,2007,"112007",327,1286.9966666666635,1545.443333333337,1489.0766666666689,1262.1733333333352,1396.2233333333329,1617.883333333333,null,1710.3699999999994,1669.7333333333238,1817.7066666666574,1748.7900000000052,1582.1666666666704,1636.2033333333302,null,0,0,0,1539.5199999999959,1721.8133333333385,null,null,null,null,null,null,null,null,null,null,null,null,null,null,null,null,null,null,null,null,null,null,null,null,null,"2007-11-23",11,2007,"112007",327,337.72000000000116,256.72000000000043,245.5600000000006,153.55333333333306,219.60666666666705,185.2833333333347,146.77666666666678,123.69999999999985,97.083333333333172,167.50666666666584,186.60666666666648,216.47666666666609,0,0,0,64.499999999999901,94.476666666667029,null,2007,6,30,"62007",{"$f":"IF($BB$94=$BE$97,(CB125/$BZ125),IF($BB$94=$BF$97,(CB211/$BZ211),(CB359/$BZ359)))","v":2.2400000000000002},1.7366666666666668,1.5166666666666666,0.95,1.5,1.29,1.3933333333333333,1.1866666666666668,0.12000000000000001,0.9933333333333334,1.1266666666666665,1.3033333333333335,0,0,0,0.51333333333333331,0.78333333333333333]
[null,null,null,"2007-11-24",11,2007,"112007",328,1294.5399999999968,1553.6800000000037,1497.2800000000022,1268.7200000000018,1403.7199999999996,1626.2999999999997,null,1718.9599999999994,1677.5999999999904,1825.3199999999906,1757.0200000000052,1590.4000000000037,1645.2599999999968,null,0,0,0,1546.2599999999959,1729.1400000000051,null,null,null,null,null,null,null,null,null,null,null,null,null,null,null,null,null,null,null,null,null,null,null,null,null,"2007-11-24",11,2007,"112007",328,337.76000000000118,256.76000000000045,245.58000000000061,153.55999999999972,219.62000000000037,185.30000000000138,146.78000000000011,123.69999999999985,97.099999999999838,167.51999999999916,186.61999999999981,216.47999999999942,0,0,0,64.499999999999901,94.480000000000359,null,2007,7,31,"72007",{"$f":"IF($BB$94=$BE$97,(CB126/$BZ126),IF($BB$94=$BF$97,(CB212/$BZ212),(CB360/$BZ360)))","v":2.3935483870967742},1.8806451612903226,1.4580645161290324,0.74838709677419357,1.1806451612903226,1.2129032258064516,0.82580645161290323,0.90645161290322585,0.8354838709677419,1.1935483870967742,1.2548387096774194,1.7161290322580647,0,0,0,0.36774193548387096,0.68387096774193545]
[null,null,null,"2007-11-25",11,2007,"112007",329,1302.0833333333301,1561.9166666666704,1505.4833333333356,1275.2666666666685,1411.2166666666662,1634.7166666666665,null,1727.5499999999993,1685.4666666666569,1832.9333333333238,1765.2500000000052,1598.6333333333371,1654.3166666666634,null,0,0,0,1552.9999999999959,1736.4666666666717,null,null,null,null,null,null,null,null,null,null,null,null,null,null,null,null,null,null,null,null,null,null,null,null,null,"2007-11-25",11,2007,"112007",329,337.80000000000121,256.80000000000047,245.60000000000062,153.56666666666638,219.6333333333337,185.31666666666806,146.78333333333345,123.69999999999985,97.116666666666504,167.53333333333248,186.63333333333313,216.48333333333275,0,0,0,64.499999999999901,94.48333333333369,null,2007,8,31,"82007",{"$f":"IF($BB$94=$BE$97,(CB127/$BZ127),IF($BB$94=$BF$97,(CB213/$BZ213),(CB361/$BZ361)))","v":2.4387096774193546},1.7903225806451613,1.7741935483870968,1.532258064516129,1.9387096774193548,1.6741935483870967,1.2258064516129032,0.95483870967741935,0.92258064516129035,1.467741935483871,1.8354838709677419,1.7548387096774194,0,0,0,0.49032258064516127,0.70322580645161292]
[null,null,null,"2007-11-26",11,2007,"112007",330,1309.6266666666634,1570.1533333333371,1513.686666666669,1281.8133333333351,1418.7133333333329,1643.1333333333332,null,1736.1399999999992,1693.3333333333235,1840.5466666666571,1773.4800000000052,1606.8666666666704,1663.37333333333,null,0,0,0,1559.7399999999959,1743.7933333333383,null,null,null,null,null,null,null,null,null,null,null,null,null,null,null,null,null,null,null,null,null,null,null,null,null,"2007-11-26",11,2007,"112007",330,337.84000000000123,256.84000000000049,245.62000000000063,153.57333333333304,219.64666666666702,185.33333333333474,146.78666666666678,123.69999999999985,97.133333333333169,167.5466666666658,186.64666666666645,216.48666666666608,0,0,0,64.499999999999901,94.48666666666702,null,2007,9,30,"92007",{"$f":"IF($BB$94=$BE$97,(CB128/$BZ128),IF($BB$94=$BF$97,(CB214/$BZ214),(CB362/$BZ362)))","v":1.6633333333333333},1.21,1.3033333333333335,0.9,1.1766666666666665,0.95666666666666667,0.65666666666666662,0.5033333333333333,0.88,1.0633333333333332,1.1000000000000001,1.1333333333333333,0,0,0,0.34666666666666668,0.44666666666666666]
[null,null,null,"2007-11-27",11,2007,"112007",331,1317.1699999999967,1578.3900000000037,1521.8900000000024,1288.3600000000017,1426.2099999999996,1651.55,null,1744.7299999999991,1701.19999999999,1848.1599999999903,1781.7100000000053,1615.1000000000038,1672.4299999999967,null,0,0,0,1566.4799999999959,1751.1200000000049,null,null,null,null,null,null,null,null,null,null,null,null,null,null,null,null,null,null,null,null,null,null,null,null,null,"2007-11-27",11,2007,"112007",331,337.88000000000125,256.88000000000051,245.64000000000064,153.5799999999997,219.66000000000034,185.35000000000142,146.79000000000011,123.69999999999985,97.149999999999835,167.55999999999912,186.65999999999977,216.48999999999941,0,0,0,64.499999999999901,94.49000000000035,null,2007,10,31,"102007",{"$f":"IF($BB$94=$BE$97,(CB129/$BZ129),IF($BB$94=$BF$97,(CB215/$BZ215),(CB363/$BZ363)))","v":0.25806451612903225},0.20645161290322581,0.25161290322580643,0.2,0.18064516129032257,0.10967741935483871,8.0645161290322578E-2,0.14193548387096774,6.1290322580645158E-2,0.17096774193548386,0.10967741935483871,0.13225806451612901,0,0,0,3.2258064516129031E-2,7.4193548387096769E-2]
[null,null,null,"2007-11-28",11,2007,"112007",332,1324.71333333333,1586.6266666666704,1530.0933333333357,1294.9066666666683,1433.7066666666663,1659.9666666666667,null,1753.319999999999,1709.0666666666566,1855.7733333333235,1789.9400000000053,1623.3333333333371,1681.4866666666633,null,0,0,0,1573.2199999999959,1758.4466666666715,null,null,null,null,null,null,null,null,null,null,null,null,null,null,null,null,null,null,null,null,null,null,null,null,null,"2007-11-28",11,2007,"112007",332,337.92000000000127,256.92000000000053,245.66000000000065,153.58666666666636,219.67333333333366,185.3666666666681,146.79333333333344,123.69999999999985,97.166666666666501,167.57333333333244,186.67333333333309,216.49333333333274,0,0,0,64.499999999999901,94.49333333333368,null,2007,11,30,"112007",{"$f":"IF($BB$94=$BE$97,(CB130/$BZ130),IF($BB$94=$BF$97,(CB216/$BZ216),(CB364/$BZ364)))","v":0.04},0.04,0.02,6.6666666666666671E-3,1.3333333333333334E-2,1.6666666666666666E-2,3.3333333333333335E-3,0,1.6666666666666666E-2,1.3333333333333334E-2,1.3333333333333334E-2,3.3333333333333335E-3,0,0,0,0,3.3333333333333335E-3]
[null,null,null,"2007-11-29",11,2007,"112007",333,1332.2566666666632,1594.8633333333371,1538.2966666666691,1301.453333333335,1441.2033333333329,1668.3833333333334,null,1761.9099999999989,1716.9333333333232,1863.3866666666568,1798.1700000000053,1631.5666666666705,1690.5433333333299,null,0,0,0,1579.9599999999959,1765.7733333333381,null,null,null,null,null,null,null,null,null,null,null,null,null,null,null,null,null,null,null,null,null,null,null,null,null,"2007-11-29",11,2007,"112007",333,337.96000000000129,256.96000000000055,245.68000000000066,153.59333333333302,219.68666666666698,185.38333333333478,146.79666666666677,123.69999999999985,97.183333333333167,167.58666666666576,186.68666666666641,216.49666666666607,0,0,0,64.499999999999901,94.496666666667011,null,2007,12,31,"122007",{"$f":"IF($BB$94=$BE$97,(CB131/$BZ131),IF($BB$94=$BF$97,(CB217/$BZ217),(CB365/$BZ365)))","v":0},0,0,0,0,0,0,0,0,0,0,0,0,0,0,0,0]
[null,null,null,"2007-11-30",11,2007,"112007",334,1339.7999999999965,1603.1000000000038,1546.5000000000025,1308.0000000000016,1448.6999999999996,1676.8000000000002,null,1770.4999999999989,1724.7999999999897,1870.99999999999,1806.4000000000053,1639.8000000000038,1699.5999999999965,null,0,0,0,1586.699999999996,1773.1000000000047,null,null,null,null,null,null,null,null,null,null,null,null,null,null,null,null,null,null,null,null,null,null,null,null,null,"2007-11-30",11,2007,"112007",334,338.00000000000131,257.00000000000057,245.70000000000067,153.59999999999968,219.7000000000003,185.40000000000146,146.8000000000001,123.69999999999985,97.199999999999832,167.59999999999908,186.69999999999973,216.4999999999994,0,0,0,64.499999999999901,94.500000000000341,null,2008,1,31,"12008",{"$f":"IF($BB$94=$BE$97,(CB132/$BZ132),IF($BB$94=$BF$97,(CB218/$BZ218),(CB366/$BZ366)))","v":0},0,0,0,0,0,0,0,0,0,0,0,0,0,0,0,0]
[null,null,null,"2007-12-01",12,2007,"122007",335,1349.3419354838675,1611.3516129032296,1556.5096774193573,1315.9354838709694,1458.7967741935479,1687.4645161290325,null,1781.4774193548376,1735.5741935483768,1882.116129032248,1817.7096774193601,1650.5096774193587,1710.5064516128998,null,0,0,0,1596.1096774193509,1782.7000000000046,null,null,null,null,null,null,null,null,null,null,null,null,null,null,null,null,null,null,null,null,null,null,null,null,null,"2007-12-01",12,2007,"122007",335,338.00000000000131,257.00000000000057,245.70000000000067,153.59999999999968,219.7000000000003,185.40000000000146,146.8000000000001,123.69999999999985,97.199999999999832,167.59999999999908,186.69999999999973,216.4999999999994,0,0,0,64.499999999999901,94.500000000000341,null,2008,2,29,"22008",{"$f":"IF($BB$94=$BE$97,(CB133/$BZ133),IF($BB$94=$BF$97,(CB219/$BZ219),(CB367/$BZ367)))","v":0},0,0,0,0,0,6.8965517241379318E-3,0,0,0,0,0,0,0,0,0,0]
[null,null,null,"2007-12-02",12,2007,"122007",336,1358.8838709677384,1619.6032258064554,1566.5193548387122,1323.8709677419372,1468.8935483870962,1698.1290322580649,null,1792.4548387096763,1746.3483870967639,1893.2322580645059,1829.0193548387149,1661.2193548387136,1721.4129032258031,null,0,0,0,1605.5193548387058,1792.3000000000045,null,null,null,null,null,null,null,null,null,null,null,null,null,null,null,null,null,null,null,null,null,null,null,null,null,"2007-12-02",12,2007,"122007",336,338.00000000000131,257.00000000000057,245.70000000000067,153.59999999999968,219.7000000000003,185.40000000000146,146.8000000000001,123.69999999999985,97.199999999999832,167.59999999999908,186.69999999999973,216.4999999999994,0,0,0,64.499999999999901,94.500000000000341,null,2008,3,31,"32008",{"$f":"IF($BB$94=$BE$97,(CB134/$BZ134),IF($BB$94=$BF$97,(CB220/$BZ220),(CB368/$BZ368)))","v":0},0,0,0,0,0,0,0,0,0,0,0,0,0,0,0,0]
[null,null,null,"2007-12-03",12,2007,"122007",337,1368.4258064516093,1627.8548387096812,1576.529032258067,1331.806451612905,1478.9903225806445,1708.7935483870972,null,1803.4322580645151,1757.1225806451509,1904.3483870967639,1840.3290322580697,1671.9290322580684,1732.3193548387064,null,0,0,0,1614.9290322580607,1801.9000000000044,null,null,null,null,null,null,null,null,null,null,null,null,null,null,null,null,null,null,null,null,null,null,null,null,null,"2007-12-03",12,2007,"122007",337,338.00000000000131,257.00000000000057,245.70000000000067,153.59999999999968,219.7000000000003,185.40000000000146,146.8000000000001,123.69999999999985,97.199999999999832,167.59999999999908,186.69999999999973,216.4999999999994,0,0,0,64.499999999999901,94.500000000000341,null,2008,4,30,"42008",{"$f":"IF($BB$94=$BE$97,(CB135/$BZ135),IF($BB$94=$BF$97,(CB221/$BZ221),(CB369/$BZ369)))","v":0.16333333333333336},0.13666666666666666,9.0000000000000011E-2,0.02,8.3333333333333329E-2,8.666666666666667E-2,3.3333333333333333E-2,1.6666666666666666E-2,0.02,0.05,6.0000000000000005E-2,0.11333333333333333,0,0,0,6.6666666666666671E-3,1.3333333333333334E-2]
[null,null,null,"2007-12-04",12,2007,"122007",338,1377.9677419354803,1636.106451612907,1586.5387096774218,1339.7419354838728,1489.0870967741928,1719.4580645161295,null,1814.4096774193538,1767.896774193538,1915.4645161290218,1851.6387096774245,1682.6387096774233,1743.2258064516097,null,0,0,0,1624.3387096774156,1811.5000000000043,null,null,null,null,null,null,null,null,null,null,null,null,null,null,null,null,null,null,null,null,null,null,null,null,null,"2007-12-04",12,2007,"122007",338,338.00000000000131,257.00000000000057,245.70000000000067,153.59999999999968,219.7000000000003,185.40000000000146,146.8000000000001,123.69999999999985,97.199999999999832,167.59999999999908,186.69999999999973,216.4999999999994,0,0,0,64.499999999999901,94.500000000000341,null,2008,5,31,"52008",{"$f":"IF($BB$94=$BE$97,(CB136/$BZ136),IF($BB$94=$BF$97,(CB222/$BZ222),(CB370/$BZ370)))","v":1.6903225806451612},1.3838709677419354,1.2258064516129032,0.80967741935483872,1.1129032258064515,0.85483870967741937,0.85483870967741937,0.90322580645161288,7.4193548387096769E-2,0.5741935483870968,0.86129032258064508,1.1064516129032258,0,0,0,0.62903225806451613,0.62903225806451613]
[null,null,null,"2007-12-05",12,2007,"122007",339,1387.5096774193512,1644.3580645161328,1596.5483870967767,1347.6774193548406,1499.1838709677411,1730.1225806451619,null,1825.3870967741925,1778.6709677419251,1926.5806451612798,1862.9483870967792,1693.3483870967782,1754.1322580645131,null,0,0,0,1633.7483870967706,1821.1000000000042,null,null,null,null,null,null,null,null,null,null,null,null,null,null,null,null,null,null,null,null,null,null,null,null,null,"2007-12-05",12,2007,"122007",339,338.00000000000131,257.00000000000057,245.70000000000067,153.59999999999968,219.7000000000003,185.40000000000146,146.8000000000001,123.69999999999985,97.199999999999832,167.59999999999908,186.69999999999973,216.4999999999994,0,0,0,64.499999999999901,94.500000000000341,null,2008,6,30,"62008",{"$f":"IF($BB$94=$BE$97,(CB137/$BZ137),IF($BB$94=$BF$97,(CB223/$BZ223),(CB371/$BZ371)))","v":1.88},1.5133333333333332,1.3233333333333335,0.74666666666666659,1.0966666666666667,0.95,0.71333333333333326,0.53,0.52,0.72666666666666668,0.96666666666666667,1.1166666666666667,0,0,0,0.18000000000000002,0.58333333333333337]
[null,null,null,"2007-12-06",12,2007,"122007",340,1397.0516129032221,1652.6096774193586,1606.5580645161315,1355.6129032258084,1509.2806451612894,1740.7870967741942,null,1836.3645161290312,1789.4451612903122,1937.6967741935377,1874.258064516134,1704.0580645161331,1765.0387096774164,null,0,0,0,1643.1580645161255,1830.7000000000041,null,null,null,null,null,null,null,null,null,null,null,null,null,null,null,null,null,null,null,null,null,null,null,null,null,"2007-12-06",12,2007,"122007",340,338.00000000000131,257.00000000000057,245.70000000000067,153.59999999999968,219.7000000000003,185.40000000000146,146.8000000000001,123.69999999999985,97.199999999999832,167.59999999999908,186.69999999999973,216.4999999999994,0,0,0,64.499999999999901,94.500000000000341,null,2008,7,31,"72008",{"$f":"IF($BB$94=$BE$97,(CB138/$BZ138),IF($BB$94=$BF$97,(CB224/$BZ224),(CB372/$BZ372)))","v":3.2870967741935484},2.5193548387096771,1.8806451612903226,1.2870967741935484,2.1032258064516132,2.2548387096774194,1.9193548387096775,1.6967741935483871,0.8774193548387097,2,2.306451612903226,2.7387096774193549,0,0,0,1.0129032258064516,1.1774193548387097]
[null,null,null,"2007-12-07",12,2007,"122007",341,1406.5935483870931,1660.8612903225844,1616.5677419354863,1363.5483870967762,1519.3774193548377,1751.4516129032265,null,1847.34193548387,1800.2193548386992,1948.8129032257957,1885.5677419354888,1714.7677419354879,1775.9451612903197,null,0,0,0,1652.5677419354804,1840.300000000004,null,null,null,null,null,null,null,null,null,null,null,null,null,null,null,null,null,null,null,null,null,null,null,null,null,"2007-12-07",12,2007,"122007",341,338.00000000000131,257.00000000000057,245.70000000000067,153.59999999999968,219.7000000000003,185.40000000000146,146.8000000000001,123.69999999999985,97.199999999999832,167.59999999999908,186.69999999999973,216.4999999999994,0,0,0,64.499999999999901,94.500000000000341,null,2008,8,31,"82008",{"$f":"IF($BB$94=$BE$97,(CB139/$BZ139),IF($BB$94=$BF$97,(CB225/$BZ225),(CB373/$BZ373)))","v":2.7451612903225806},2.0096774193548388,1.8064516129032258,1.1967741935483871,1.6129032258064515,2.0193548387096776,1.4741935483870969,1.0741935483870966,0.81290322580645158,1.6161290322580646,2.2000000000000002,2.3838709677419359,0,0,0,0.71612903225806446,0.79677419354838708]
[null,null,null,"2007-12-08",12,2007,"122007",342,1416.135483870964,1669.1129032258102,1626.5774193548411,1371.483870967744,1529.474193548386,1762.1161290322589,null,1858.3193548387087,1810.9935483870863,1959.9290322580537,1896.8774193548436,1725.4774193548428,1786.851612903223,null,0,0,0,1661.9774193548353,1849.900000000004,null,null,null,null,null,null,null,null,null,null,null,null,null,null,null,null,null,null,null,null,null,null,null,null,null,"2007-12-08",12,2007,"122007",342,338.00000000000131,257.00000000000057,245.70000000000067,153.59999999999968,219.7000000000003,185.40000000000146,146.8000000000001,123.69999999999985,97.199999999999832,167.59999999999908,186.69999999999973,216.4999999999994,0,0,0,64.499999999999901,94.500000000000341,null,2008,9,30,"92008",{"$f":"IF($BB$94=$BE$97,(CB140/$BZ140),IF($BB$94=$BF$97,(CB226/$BZ226),(CB374/$BZ374)))","v":0.82666666666666666},0.6,0.7433333333333334,0.51,0.56333333333333324,0.5033333333333333,0.45666666666666667,0.35333333333333333,0.28666666666666668,0.51,0.52333333333333332,0.67999999999999994,0,0,0,0.19,0.28999999999999998]
[null,null,null,"2007-12-09",12,2007,"122007",343,1425.6774193548349,1677.364516129036,1636.587096774196,1379.4193548387118,1539.5709677419343,1772.7806451612912,null,1869.2967741935474,1821.7677419354734,1971.0451612903116,1908.1870967741984,1736.1870967741977,1797.7580645161263,null,0,0,0,1671.3870967741902,1859.5000000000039,null,null,null,null,{"$f":"AD462&AC462","v":""},null,null,null,null,null,null,null,null,null,null,null,null,null,null,null,null,null,null,null,null,"2007-12-09",12,2007,"122007",343,338.00000000000131,257.00000000000057,245.70000000000067,153.59999999999968,219.7000000000003,185.40000000000146,146.8000000000001,123.69999999999985,97.199999999999832,167.59999999999908,186.69999999999973,216.4999999999994,0,0,0,64.499999999999901,94.500000000000341,null,2008,10,31,"102008",{"$f":"IF($BB$94=$BE$97,(CB141/$BZ141),IF($BB$94=$BF$97,(CB227/$BZ227),(CB375/$BZ375)))","v":0.23548387096774193},0.2,0.19354838709677419,7.0967741935483872E-2,0.14516129032258066,0.12903225806451613,8.387096774193549E-2,3.2258064516129031E-2,3.870967741935484E-2,7.4193548387096769E-2,0.15483870967741936,0.16774193548387098,0,0,0,2.5806451612903226E-2,1.2903225806451613E-2]
[null,null,null,"2007-12-10",12,2007,"122007",344,1435.2193548387058,1685.6161290322618,1646.5967741935508,1387.3548387096796,1549.6677419354826,1783.4451612903235,null,1880.2741935483862,1832.5419354838605,1982.1612903225696,1919.4967741935532,1746.8967741935526,1808.6645161290296,null,0,0,0,1680.7967741935452,1869.1000000000038,null,null,null,null,null,null,null,null,null,null,null,null,null,null,null,null,null,null,null,null,null,null,null,null,null,"2007-12-10",12,2007,"122007",344,338.00000000000131,257.00000000000057,245.70000000000067,153.59999999999968,219.7000000000003,185.40000000000146,146.8000000000001,123.69999999999985,97.199999999999832,167.59999999999908,186.69999999999973,216.4999999999994,0,0,0,64.499999999999901,94.500000000000341,null,2008,11,30,"112008",{"$f":"IF($BB$94=$BE$97,(CB142/$BZ142),IF($BB$94=$BF$97,(CB228/$BZ228),(CB376/$BZ376)))","v":0},0,0,0,0,0,0,0,0,0,0,0,0,0,0,0,0]
[null,null,null,"2007-12-11",12,2007,"122007",345,1444.7612903225768,1693.8677419354876,1656.6064516129056,1395.2903225806474,1559.7645161290309,1794.1096774193559,null,1891.2516129032249,1843.3161290322475,1993.2774193548275,1930.8064516129079,1757.6064516129074,1819.5709677419329,null,0,0,0,1690.2064516129001,1878.7000000000037,null,null,null,null,null,null,null,null,null,null,null,null,null,null,null,null,null,null,null,null,null,null,null,null,null,"2007-12-11",12,2007,"122007",345,338.00000000000131,257.00000000000057,245.70000000000067,153.59999999999968,219.7000000000003,185.40000000000146,146.8000000000001,123.69999999999985,97.199999999999832,167.59999999999908,186.69999999999973,216.4999999999994,0,0,0,64.499999999999901,94.500000000000341,null,2008,12,31,"122008",{"$f":"IF($BB$94=$BE$97,(CB143/$BZ143),IF($BB$94=$BF$97,(CB229/$BZ229),(CB377/$BZ377)))","v":0},0,0,0,0,0,0,0,0,0,0,0,0,0,0,0,0]
[null,null,null,"2007-12-12",12,2007,"122007",346,1454.3032258064477,1702.1193548387134,1666.6161290322605,1403.2258064516152,1569.8612903225792,1804.7741935483882,null,1902.2290322580636,1854.0903225806346,2004.3935483870855,1942.1161290322627,1768.3161290322623,1830.4774193548362,null,0,0,0,1699.616129032255,1888.3000000000036,null,null,null,null,null,null,null,null,null,null,null,null,null,null,null,null,null,null,null,null,null,null,null,null,null,"2007-12-12",12,2007,"122007",346,338.00000000000131,257.00000000000057,245.70000000000067,153.59999999999968,219.7000000000003,185.40000000000146,146.8000000000001,123.69999999999985,97.199999999999832,167.59999999999908,186.69999999999973,216.4999999999994,0,0,0,64.499999999999901,94.500000000000341,null,2009,1,31,"12009",{"$f":"IF($BB$94=$BE$97,(CB144/$BZ144),IF($BB$94=$BF$97,(CB230/$BZ230),(CB378/$BZ378)))","v":0},0,0,0,0,0,0,0,0,0,0,0,0,0,0,0,0]
[null,null,null,"2007-12-13",12,2007,"122007",347,1463.8451612903186,1710.3709677419392,1676.6258064516153,1411.161290322583,1579.9580645161275,1815.4387096774205,null,1913.2064516129024,1864.8645161290217,2015.5096774193435,1953.4258064516175,1779.0258064516172,1841.3838709677395,null,0,0,0,1709.0258064516099,1897.9000000000035,null,null,null,null,null,null,null,null,null,null,null,null,null,null,null,null,null,null,null,null,null,null,null,null,null,"2007-12-13",12,2007,"122007",347,338.00000000000131,257.00000000000057,245.70000000000067,153.59999999999968,219.7000000000003,185.40000000000146,146.8000000000001,123.69999999999985,97.199999999999832,167.59999999999908,186.69999999999973,216.4999999999994,0,0,0,64.499999999999901,94.500000000000341,null,2009,2,28,"22009",{"$f":"IF($BB$94=$BE$97,(CB145/$BZ145),IF($BB$94=$BF$97,(CB231/$BZ231),(CB379/$BZ379)))","v":0},0,0,0,0,0,0,0,0,0,0,0,0,0,0,0,0]
[null,null,null,"2007-12-14",12,2007,"122007",348,1473.3870967741896,1718.622580645165,1686.6354838709701,1419.0967741935508,1590.0548387096758,1826.1032258064529,null,1924.1838709677411,1875.6387096774088,2026.6258064516014,1964.7354838709723,1789.7354838709721,1852.2903225806429,null,0,0,0,1718.4354838709648,1907.5000000000034,null,null,null,null,null,null,null,null,null,null,null,null,null,null,null,null,null,null,null,null,null,null,null,null,null,"2007-12-14",12,2007,"122007",348,338.00000000000131,257.00000000000057,245.70000000000067,153.59999999999968,219.7000000000003,185.40000000000146,146.8000000000001,123.69999999999985,97.199999999999832,167.59999999999908,186.69999999999973,216.4999999999994,0,0,0,64.499999999999901,94.500000000000341,null,2009,3,31,"32009",{"$f":"IF($BB$94=$BE$97,(CB146/$BZ146),IF($BB$94=$BF$97,(CB232/$BZ232),(CB380/$BZ380)))","v":1.2903225806451613E-2},9.6774193548387101E-3,3.2258064516129032E-3,0,0,0,0,0,3.2258064516129032E-3,9.6774193548387101E-3,0,0,0,0,0,9.6774193548387101E-3,0]
[null,null,null,"2007-12-15",12,2007,"122007",349,1482.9290322580605,1726.8741935483908,1696.6451612903249,1427.0322580645186,1600.1516129032241,1836.7677419354852,null,1935.1612903225798,1886.4129032257958,2037.7419354838594,1976.0451612903271,1800.445161290327,1863.1967741935462,null,0,0,0,1727.8451612903198,1917.1000000000033,null,null,null,null,null,null,null,null,null,null,null,null,null,null,null,null,null,null,null,null,null,null,null,null,null,"2007-12-15",12,2007,"122007",349,338.00000000000131,257.00000000000057,245.70000000000067,153.59999999999968,219.7000000000003,185.40000000000146,146.8000000000001,123.69999999999985,97.199999999999832,167.59999999999908,186.69999999999973,216.4999999999994,0,0,0,64.499999999999901,94.500000000000341,null,2009,4,30,"42009",{"$f":"IF($BB$94=$BE$97,(CB147/$BZ147),IF($BB$94=$BF$97,(CB233/$BZ233),(CB381/$BZ381)))","v":0.35666666666666663},0.32,0.11666666666666667,0.01,7.6666666666666661E-2,0.11666666666666667,9.6666666666666665E-2,7.6666666666666661E-2,6.6666666666666671E-3,0.15,0.16,0.27666666666666667,0,0,0,0,3.0000000000000002E-2]
[null,null,null,"2007-12-16",12,2007,"122007",350,1492.4709677419314,1735.1258064516167,1706.6548387096798,1434.9677419354864,1610.2483870967724,1847.4322580645176,null,1946.1387096774185,1897.1870967741829,2048.8580645161173,1987.3548387096819,1811.1548387096818,1874.1032258064495,null,0,0,0,1737.2548387096747,1926.7000000000032,null,null,null,null,null,null,null,null,null,null,null,null,null,null,null,null,null,null,null,null,null,null,null,null,null,"2007-12-16",12,2007,"122007",350,338.00000000000131,257.00000000000057,245.70000000000067,153.59999999999968,219.7000000000003,185.40000000000146,146.8000000000001,123.69999999999985,97.199999999999832,167.59999999999908,186.69999999999973,216.4999999999994,0,0,0,64.499999999999901,94.500000000000341,null,2009,5,31,"52009",{"$f":"IF($BB$94=$BE$97,(CB148/$BZ148),IF($BB$94=$BF$97,(CB234/$BZ234),(CB382/$BZ382)))","v":1.1387096774193548},0.72258064516129028,0.6645161290322581,0.30967741935483872,0.54838709677419351,0.52258064516129032,0.37419354838709679,0.35161290322580646,0.17096774193548386,0.44838709677419358,0.48709677419354835,0.67096774193548392,0,0,0,0.21935483870967742,0.20967741935483872]
[null,null,null,"2007-12-17",12,2007,"122007",351,1502.0129032258023,1743.3774193548425,1716.6645161290346,1442.9032258064542,1620.3451612903207,1858.0967741935499,null,1957.1161290322573,1907.96129032257,2059.9741935483753,1998.6645161290367,1821.8645161290367,1885.0096774193528,null,0,0,0,1746.6645161290296,1936.3000000000031,null,null,null,null,null,null,null,null,null,null,null,null,null,null,null,null,null,null,null,null,null,null,null,null,null,"2007-12-17",12,2007,"122007",351,338.00000000000131,257.00000000000057,245.70000000000067,153.59999999999968,219.7000000000003,185.40000000000146,146.8000000000001,123.69999999999985,97.199999999999832,167.59999999999908,186.69999999999973,216.4999999999994,0,0,0,64.499999999999901,94.500000000000341,null,2009,6,30,"62009",{"$f":"IF($BB$94=$BE$97,(CB149/$BZ149),IF($BB$94=$BF$97,(CB235/$BZ235),(CB383/$BZ383)))","v":2.9133333333333336},2.2333333333333334,1.9633333333333334,1.3933333333333333,2.1633333333333336,1.6266666666666665,1.5466666666666666,1.5599999999999998,0.41000000000000003,1.3133333333333332,1.4266666666666665,1.71,0,0,0,1.1166666666666667,1.3033333333333335]
[null,null,null,"2007-12-18",12,2007,"122007",352,1511.5548387096733,1751.6290322580683,1726.6741935483894,1450.838709677422,1630.441935483869,1868.7612903225822,null,1968.093548387096,1918.7354838709571,2071.0903225806333,2009.9741935483914,1832.5741935483916,1895.9161290322561,null,0,0,0,1756.0741935483845,1945.900000000003,null,null,null,null,null,null,null,null,null,null,null,null,null,null,null,null,null,null,null,null,null,null,null,null,null,"2007-12-18",12,2007,"122007",352,338.00000000000131,257.00000000000057,245.70000000000067,153.59999999999968,219.7000000000003,185.40000000000146,146.8000000000001,123.69999999999985,97.199999999999832,167.59999999999908,186.69999999999973,216.4999999999994,0,0,0,64.499999999999901,94.500000000000341,null,2009,7,31,"72009",{"$f":"IF($BB$94=$BE$97,(CB150/$BZ150),IF($BB$94=$BF$97,(CB236/$BZ236),(CB384/$BZ384)))","v":3.3161290322580643},2.5225806451612902,1.9548387096774194,1.3967741935483871,1.9806451612903226,1.9580645161290324,1.6387096774193548,1.532258064516129,1.2258064516129032,1.6290322580645162,2.0870967741935487,2.5387096774193547,0,0,0,0.91612903225806452,1.2032258064516128]
[null,null,null,"2007-12-19",12,2007,"122007",353,1521.0967741935442,1759.8806451612941,1736.6838709677443,1458.7741935483898,1640.5387096774173,1879.4258064516146,null,1979.0709677419347,1929.5096774193441,2082.2064516128912,2021.2838709677462,1843.2838709677465,1906.8225806451594,null,0,0,0,1765.4838709677394,1955.500000000003,null,null,null,null,null,null,null,null,null,null,null,null,null,null,null,null,null,null,null,null,null,null,null,null,null,"2007-12-19",12,2007,"122007",353,338.00000000000131,257.00000000000057,245.70000000000067,153.59999999999968,219.7000000000003,185.40000000000146,146.8000000000001,123.69999999999985,97.199999999999832,167.59999999999908,186.69999999999973,216.4999999999994,0,0,0,64.499999999999901,94.500000000000341,null,2009,8,31,"82009",{"$f":"IF($BB$94=$BE$97,(CB151/$BZ151),IF($BB$94=$BF$97,(CB237/$BZ237),(CB385/$BZ385)))","v":3.903225806451613},2.8741935483870966,2.2516129032258063,1.435483870967742,2.0032258064516131,2.2806451612903227,1.7161290322580647,1.2806451612903227,1.564516129032258,1.9258064516129034,2.5129032258064519,3.3741935483870966,0,0,0,0.9419354838709677,0.92258064516129035]
[null,null,null,"2007-12-20",12,2007,"122007",354,1530.6387096774151,1768.1322580645199,1746.6935483870991,1466.7096774193576,1650.6354838709656,1890.0903225806469,null,1990.0483870967735,1940.2838709677312,2093.3225806451492,2032.593548387101,1853.9935483871013,1917.7290322580627,null,0,0,0,1774.8935483870944,1965.1000000000029,null,null,null,null,null,null,null,null,null,null,null,null,null,null,null,null,null,null,null,null,null,null,null,null,null,"2007-12-20",12,2007,"122007",354,338.00000000000131,257.00000000000057,245.70000000000067,153.59999999999968,219.7000000000003,185.40000000000146,146.8000000000001,123.69999999999985,97.199999999999832,167.59999999999908,186.69999999999973,216.4999999999994,0,0,0,64.499999999999901,94.500000000000341,null,2009,9,30,"92009",{"$f":"IF($BB$94=$BE$97,(CB152/$BZ152),IF($BB$94=$BF$97,(CB238/$BZ238),(CB386/$BZ386)))","v":1.7166666666666666},1.4366666666666668,1.3,0.77666666666666673,1,0.93333333333333335,0.56333333333333324,0.41000000000000003,0.54333333333333333,0.81,0.92333333333333334,1.41,0,0,0,0.16,0.33999999999999997]
[null,null,null,"2007-12-21",12,2007,"122007",355,1540.1806451612861,1776.3838709677457,1756.7032258064539,1474.6451612903254,1660.7322580645139,1900.7548387096792,null,2001.0258064516122,1951.0580645161183,2104.4387096774071,2043.9032258064558,1864.7032258064562,1928.635483870966,null,0,0,0,1784.3032258064493,1974.7000000000028,null,null,null,null,null,null,null,null,null,null,null,null,null,null,null,null,null,null,null,null,null,null,null,null,null,"2007-12-21",12,2007,"122007",355,338.00000000000131,257.00000000000057,245.70000000000067,153.59999999999968,219.7000000000003,185.40000000000146,146.8000000000001,123.69999999999985,97.199999999999832,167.59999999999908,186.69999999999973,216.4999999999994,0,0,0,64.499999999999901,94.500000000000341,null,2009,10,31,"102009",{"$f":"IF($BB$94=$BE$97,(CB153/$BZ153),IF($BB$94=$BF$97,(CB239/$BZ239),(CB387/$BZ387)))","v":0.32903225806451608},0.26451612903225802,0.29677419354838708,0.17096774193548386,0.23225806451612904,0.19677419354838707,9.3548387096774197E-2,3.870967741935484E-2,1.935483870967742E-2,4.5161290322580643E-2,0.11290322580645161,0.15483870967741936,0,0,0,4.5161290322580643E-2,1.6129032258064516E-2]
[null,null,null,"2007-12-22",12,2007,"122007",356,1549.722580645157,1784.6354838709715,1766.7129032258088,1482.5806451612932,1670.8290322580622,1911.4193548387116,null,2012.0032258064509,1961.8322580645054,2115.5548387096651,2055.2129032258108,1875.4129032258111,1939.5419354838693,null,0,0,0,1793.7129032258042,1984.3000000000027,null,null,null,null,null,null,null,null,null,null,null,null,null,null,null,null,null,null,null,null,null,null,null,null,null,"2007-12-22",12,2007,"122007",356,338.00000000000131,257.00000000000057,245.70000000000067,153.59999999999968,219.7000000000003,185.40000000000146,146.8000000000001,123.69999999999985,97.199999999999832,167.59999999999908,186.69999999999973,216.4999999999994,0,0,0,64.499999999999901,94.500000000000341,null,2009,11,30,"112009",{"$f":"IF($BB$94=$BE$97,(CB154/$BZ154),IF($BB$94=$BF$97,(CB240/$BZ240),(CB388/$BZ388)))","v":3.0000000000000002E-2},6.6666666666666671E-3,1.3333333333333334E-2,0,1.3333333333333334E-2,6.6666666666666671E-3,6.6666666666666671E-3,0,0,0,0.01,0.01,0,0,0,0,0]
[null,null,null,"2007-12-23",12,2007,"122007",357,1559.2645161290279,1792.8870967741973,1776.7225806451636,1490.516129032261,1680.9258064516105,1922.0838709677439,null,2022.9806451612897,1972.6064516128924,2126.6709677419231,2066.5225806451658,1886.122580645166,1950.4483870967726,null,0,0,0,1803.1225806451591,1993.9000000000026,null,null,null,null,null,null,null,null,null,null,null,null,null,null,null,null,null,null,null,null,null,null,null,null,null,"2007-12-23",12,2007,"122007",357,338.00000000000131,257.00000000000057,245.70000000000067,153.59999999999968,219.7000000000003,185.40000000000146,146.8000000000001,123.69999999999985,97.199999999999832,167.59999999999908,186.69999999999973,216.4999999999994,0,0,0,64.499999999999901,94.500000000000341,null,2009,12,31,"122009",{"$f":"IF($BB$94=$BE$97,(CB155/$BZ155),IF($BB$94=$BF$97,(CB241/$BZ241),(CB389/$BZ389)))","v":0},0,0,0,0,0,0,0,0,0,0,0,0,0,0,0,0]
[null,null,null,"2007-12-24",12,2007,"122007",358,1568.8064516128989,1801.1387096774231,1786.7322580645184,1498.4516129032288,1691.0225806451588,1932.7483870967762,null,2033.9580645161284,1983.3806451612795,2137.787096774181,2077.8322580645208,1896.8322580645208,1961.354838709676,null,0,0,0,1812.5322580645141,2003.5000000000025,null,null,null,null,null,null,null,null,null,null,null,null,null,null,null,null,null,null,null,null,null,null,null,null,null,"2007-12-24",12,2007,"122007",358,338.00000000000131,257.00000000000057,245.70000000000067,153.59999999999968,219.7000000000003,185.40000000000146,146.8000000000001,123.69999999999985,97.199999999999832,167.59999999999908,186.69999999999973,216.4999999999994,0,0,0,64.499999999999901,94.500000000000341,null,2010,1,31,"12010",{"$f":"IF($BB$94=$BE$97,(CB156/$BZ156),IF($BB$94=$BF$97,(CB242/$BZ242),(CB390/$BZ390)))","v":0},0,0,0,0,0,0,0,0,0,0,0,0,0,0,0,0]
[null,null,null,"2007-12-25",12,2007,"122007",359,1578.3483870967698,1809.3903225806489,1796.7419354838732,1506.3870967741966,1701.1193548387071,1943.4129032258086,null,2044.9354838709671,1994.1548387096666,2148.903225806439,2089.1419354838758,1907.5419354838757,1972.2612903225793,null,0,0,0,1821.941935483869,2013.1000000000024,null,null,null,null,null,null,null,null,null,null,null,null,null,null,null,null,null,null,null,null,null,null,null,null,null,"2007-12-25",12,2007,"122007",359,338.00000000000131,257.00000000000057,245.70000000000067,153.59999999999968,219.7000000000003,185.40000000000146,146.8000000000001,123.69999999999985,97.199999999999832,167.59999999999908,186.69999999999973,216.4999999999994,0,0,0,64.499999999999901,94.500000000000341,null,2010,2,28,"22010",{"$f":"IF($BB$94=$BE$97,(CB157/$BZ157),IF($BB$94=$BF$97,(CB243/$BZ243),(CB391/$BZ391)))","v":0},0,0,0,0,0,0,0,0,0,0,0,0,0,0,0,0]
[null,null,null,"2007-12-26",12,2007,"122007",360,1587.8903225806407,1817.6419354838747,1806.7516129032281,1514.3225806451644,1711.2161290322554,1954.0774193548409,null,2055.9129032258056,2004.9290322580537,2160.0193548386969,2100.4516129032309,1918.2516129032306,1983.1677419354826,null,0,0,0,1831.3516129032239,2022.7000000000023,null,null,null,null,null,null,null,null,null,null,null,null,null,null,null,null,null,null,null,null,null,null,null,null,null,"2007-12-26",12,2007,"122007",360,338.00000000000131,257.00000000000057,245.70000000000067,153.59999999999968,219.7000000000003,185.40000000000146,146.8000000000001,123.69999999999985,97.199999999999832,167.59999999999908,186.69999999999973,216.4999999999994,0,0,0,64.499999999999901,94.500000000000341,null,2010,3,31,"32010",{"$f":"IF($BB$94=$BE$97,(CB158/$BZ158),IF($BB$94=$BF$97,(CB244/$BZ244),(CB392/$BZ392)))","v":3.2258064516129031E-2},6.4516129032258064E-3,0,0,0,0,0,0,0,9.6774193548387101E-3,6.4516129032258064E-3,2.2580645161290321E-2,0,0,0,0,0]
[null,null,null,"2007-12-27",12,2007,"122007",361,1597.4322580645116,1825.8935483871005,1816.7612903225829,1522.2580645161322,1721.3129032258037,1964.7419354838732,null,2066.8903225806444,2015.7032258064407,2171.1354838709549,2111.7612903225859,1928.9612903225855,1994.0741935483859,null,0,0,0,1840.7612903225788,2032.3000000000022,null,null,null,null,null,null,null,null,null,null,null,null,null,null,null,null,null,null,null,null,null,null,null,null,null,"2007-12-27",12,2007,"122007",361,338.00000000000131,257.00000000000057,245.70000000000067,153.59999999999968,219.7000000000003,185.40000000000146,146.8000000000001,123.69999999999985,97.199999999999832,167.59999999999908,186.69999999999973,216.4999999999994,0,0,0,64.499999999999901,94.500000000000341,null,2010,4,30,"42010",{"$f":"IF($BB$94=$BE$97,(CB159/$BZ159),IF($BB$94=$BF$97,(CB245/$BZ245),(CB393/$BZ393)))","v":0.35333333333333333},0.33,0.11666666666666667,7.0000000000000007E-2,0.18666666666666665,0.23333333333333334,0.15666666666666668,9.6666666666666665E-2,7.3333333333333334E-2,0.17666666666666667,0.16666666666666666,0.26666666666666666,0,0,0,0.05,0.10333333333333333]
[null,null,null,"2007-12-28",12,2007,"122007",362,1606.9741935483826,1834.1451612903263,1826.7709677419377,1530.1935483871,1731.409677419352,1975.4064516129056,null,2077.8677419354831,2026.4774193548278,2182.2516129032128,2123.0709677419409,1939.6709677419403,2004.9806451612892,null,0,0,0,1850.1709677419337,2041.9000000000021,null,null,null,null,null,null,null,null,null,null,null,null,null,null,null,null,null,null,null,null,null,null,null,null,null,"2007-12-28",12,2007,"122007",362,338.00000000000131,257.00000000000057,245.70000000000067,153.59999999999968,219.7000000000003,185.40000000000146,146.8000000000001,123.69999999999985,97.199999999999832,167.59999999999908,186.69999999999973,216.4999999999994,0,0,0,64.499999999999901,94.500000000000341,null,2010,5,31,"52010",{"$f":"IF($BB$94=$BE$97,(CB160/$BZ160),IF($BB$94=$BF$97,(CB246/$BZ246),(CB394/$BZ394)))","v":1.0709677419354839},0.6967741935483871,0.61935483870967745,0.36451612903225811,0.84516129032258058,0.69032258064516128,0.60000000000000009,0.38709677419354838,0.18064516129032257,0.62903225806451613,0.65483870967741942,0.75483870967741928,0,0,0,0.2709677419354839,0.43548387096774194]
[null,null,null,"2007-12-29",12,2007,"122007",363,1616.5161290322535,1842.3967741935521,1836.7806451612926,1538.1290322580678,1741.5064516129003,1986.0709677419379,null,2088.8451612903218,2037.2516129032149,2193.3677419354708,2134.3806451612959,1950.3806451612952,2015.8870967741925,null,0,0,0,1859.5806451612887,2051.5000000000023,null,null,null,null,null,null,null,null,null,null,null,null,null,null,null,null,null,null,null,null,null,null,null,null,null,"2007-12-29",12,2007,"122007",363,338.00000000000131,257.00000000000057,245.70000000000067,153.59999999999968,219.7000000000003,185.40000000000146,146.8000000000001,123.69999999999985,97.199999999999832,167.59999999999908,186.69999999999973,216.4999999999994,0,0,0,64.499999999999901,94.500000000000341,null,2010,6,30,"62010",{"$f":"IF($BB$94=$BE$97,(CB161/$BZ161),IF($BB$94=$BF$97,(CB247/$BZ247),(CB395/$BZ395)))","v":3.253333333333333},2.4033333333333333,2.02,1.3433333333333333,2.1866666666666665,2.0466666666666664,1.7,1.4366666666666668,0.73333333333333328,1.5233333333333334,1.7533333333333334,1.9733333333333334,0,0,0,0.73333333333333328,1.2933333333333332]
[null,null,null,"2007-12-30",12,2007,"122007",364,1626.0580645161244,1850.6483870967779,1846.7903225806474,1546.0645161290356,1751.6032258064486,1996.7354838709703,null,2099.8225806451605,2048.025806451602,2204.4838709677288,2145.6903225806509,1961.0903225806501,2026.7935483870958,null,0,0,0,1868.9903225806436,2061.1000000000022,null,null,null,null,null,null,null,null,null,null,null,null,null,null,null,null,null,null,null,null,null,null,null,null,null,"2007-12-30",12,2007,"122007",364,338.00000000000131,257.00000000000057,245.70000000000067,153.59999999999968,219.7000000000003,185.40000000000146,146.8000000000001,123.69999999999985,97.199999999999832,167.59999999999908,186.69999999999973,216.4999999999994,0,0,0,64.499999999999901,94.500000000000341,null,2010,7,31,"72010",{"$f":"IF($BB$94=$BE$97,(CB162/$BZ162),IF($BB$94=$BF$97,(CB248/$BZ248),(CB396/$BZ396)))","v":4.7161290322580642},3.7806451612903227,3.193548387096774,1.8870967741935485,2.8967741935483868,2.8193548387096774,1.935483870967742,1.2419354838709677,1.4516129032258065,2.129032258064516,3.0129032258064519,3.8741935483870966,0,0,0,0.93548387096774188,1.2129032258064516]
[null,null,null,"2007-12-31",12,2007,"122007",365,1635.5999999999954,1858.9000000000037,1856.8000000000022,1554.0000000000034,1761.6999999999969,2007.4000000000026,null,2110.7999999999993,2058.7999999999893,2215.5999999999867,2157.0000000000059,1971.800000000005,2037.6999999999991,null,0,0,0,1878.3999999999985,2070.7000000000021,null,null,null,null,null,null,null,null,null,null,null,null,null,null,null,null,null,null,null,null,null,null,null,null,null,"2007-12-31",12,2007,"122007",365,338.00000000000131,257.00000000000057,245.70000000000067,153.59999999999968,219.7000000000003,185.40000000000146,146.8000000000001,123.69999999999985,97.199999999999832,167.59999999999908,186.69999999999973,216.4999999999994,0,0,0,64.499999999999901,94.500000000000341,null,2010,8,31,"82010",{"$f":"IF($BB$94=$BE$97,(CB163/$BZ163),IF($BB$94=$BF$97,(CB249/$BZ249),(CB397/$BZ397)))","v":2.5870967741935487},1.8838709677419354,1.9580645161290324,1.2451612903225806,1.7161290322580647,1.6161290322580646,0.95806451612903221,1.0354838709677421,0.65483870967741942,1.2548387096774194,1.5548387096774194,1.832258064516129,0,0,0,0.41612903225806452,0.68387096774193545]
[null,null,null,"2008-01-01",1,2008,"12008",366,1643.5580645161244,1867.8741935483908,1865.4258064516152,1561.6935483871002,1769.9419354838678,2016.3580645161317,null,2120.277419354838,2068.2870967741828,2225.4645161290191,2166.4677419354898,1980.8580645161339,2046.8774193548379,null,0,0,0,1886.8741935483856,2081.0225806451635,null,null,null,null,null,null,null,null,null,null,null,null,null,null,null,null,null,null,null,null,null,null,null,null,null,"2008-01-01",1,2008,"12008",366,338.00000000000131,257.00000000000057,245.70000000000067,153.59999999999968,219.7000000000003,185.40000000000146,146.8000000000001,123.69999999999985,97.199999999999832,167.59999999999908,186.69999999999973,216.4999999999994,0,0,0,64.499999999999901,94.500000000000341,null,2010,9,30,"92010",{"$f":"IF($BB$94=$BE$97,(CB164/$BZ164),IF($BB$94=$BF$97,(CB250/$BZ250),(CB398/$BZ398)))","v":1.4166666666666667},0.85666666666666669,1.1299999999999999,1.2866666666666666,1.7733333333333334,0.90333333333333343,0.70666666666666667,0.78999999999999992,0.42666666666666669,0.90333333333333343,0.90333333333333343,0.95333333333333337,0,0,0,0.58333333333333337,0.49333333333333335]
[null,null,null,"2008-01-02",1,2008,"12008",367,1651.5161290322535,1876.848387096778,1874.051612903228,1569.3870967741971,1778.1838709677388,2025.3161290322607,null,2129.7548387096767,2077.7741935483764,2235.3290322580515,2175.9354838709737,1989.9161290322629,2056.0548387096765,null,0,0,0,1895.3483870967727,2091.345161290325,null,null,null,null,null,null,null,null,null,null,null,null,null,null,null,null,null,null,null,null,null,null,null,null,null,"2008-01-02",1,2008,"12008",367,338.00000000000131,257.00000000000057,245.70000000000067,153.59999999999968,219.7000000000003,185.40000000000146,146.8000000000001,123.69999999999985,97.199999999999832,167.59999999999908,186.69999999999973,216.4999999999994,0,0,0,64.499999999999901,94.500000000000341,null,2010,10,31,"102010",{"$f":"IF($BB$94=$BE$97,(CB165/$BZ165),IF($BB$94=$BF$97,(CB251/$BZ251),(CB399/$BZ399)))","v":0.33225806451612905},0.24516129032258063,0.39677419354838711,0.26129032258064516,0.22258064516129034,0.12903225806451613,9.3548387096774197E-2,5.1612903225806452E-2,1.6129032258064516E-2,4.8387096774193547E-2,0.1032258064516129,0.16774193548387098,0,0,0,0.14193548387096774,3.5483870967741936E-2]
[null,null,null,"2008-01-03",1,2008,"12008",368,1659.4741935483826,1885.8225806451651,1882.6774193548408,1577.0806451612939,1786.4258064516098,2034.2741935483898,null,2139.2322580645155,2087.2612903225699,2245.1935483870839,2185.4032258064576,1998.9741935483919,2065.232258064515,null,0,0,0,1903.8225806451599,2101.6677419354864,null,null,null,null,null,null,null,null,null,null,null,null,null,null,null,null,null,null,null,null,null,null,null,null,null,"2008-01-03",1,2008,"12008",368,338.00000000000131,257.00000000000057,245.70000000000067,153.59999999999968,219.7000000000003,185.40000000000146,146.8000000000001,123.69999999999985,97.199999999999832,167.59999999999908,186.69999999999973,216.4999999999994,0,0,0,64.499999999999901,94.500000000000341,null,2010,11,30,"112010",{"$f":"IF($BB$94=$BE$97,(CB166/$BZ166),IF($BB$94=$BF$97,(CB252/$BZ252),(CB400/$BZ400)))","v":6.6666666666666666E-2},2.3333333333333331E-2,1.6666666666666666E-2,0,0,0.01,6.6666666666666671E-3,0,0,1.6666666666666666E-2,0.01,0.02,0,0,0,0,0]
[null,null,null,"2008-01-04",1,2008,"12008",369,1667.4322580645116,1894.7967741935522,1891.3032258064536,1584.7741935483907,1794.6677419354808,2043.2322580645189,null,2148.7096774193542,2096.7483870967635,2255.0580645161162,2194.8709677419415,2008.0322580645209,2074.4096774193536,null,0,0,0,1912.296774193547,2111.9903225806479,null,null,null,null,null,null,null,null,null,null,null,null,null,null,null,null,null,null,null,null,null,null,null,null,null,"2008-01-04",1,2008,"12008",369,338.00000000000131,257.00000000000057,245.70000000000067,153.59999999999968,219.7000000000003,185.40000000000146,146.8000000000001,123.69999999999985,97.199999999999832,167.59999999999908,186.69999999999973,216.4999999999994,0,0,0,64.499999999999901,94.500000000000341,null,2010,12,31,"122010",{"$f":"IF($BB$94=$BE$97,(CB167/$BZ167),IF($BB$94=$BF$97,(CB253/$BZ253),(CB401/$BZ401)))","v":0},0,0,0,0,0,0,0,0,0,0,0,0,0,0,0,0]
[null,null,null,"2008-01-05",1,2008,"12008",370,1675.3903225806407,1903.7709677419393,1899.9290322580664,1592.4677419354875,1802.9096774193517,2052.1903225806477,null,2158.1870967741929,2106.2354838709571,2264.9225806451486,2204.3387096774254,2017.0903225806499,2083.5870967741921,null,0,0,0,1920.7709677419341,2122.3129032258094,null,null,null,null,null,null,null,null,null,null,null,null,null,null,null,null,null,null,null,null,null,null,null,null,null,"2008-01-05",1,2008,"12008",370,338.00000000000131,257.00000000000057,245.70000000000067,153.59999999999968,219.7000000000003,185.40000000000146,146.8000000000001,123.69999999999985,97.199999999999832,167.59999999999908,186.69999999999973,216.4999999999994,0,0,0,64.499999999999901,94.500000000000341,null,2011,1,31,"12011",{"$f":"IF($BB$94=$BE$97,(CB168/$BZ168),IF($BB$94=$BF$97,(CB254/$BZ254),(CB402/$BZ402)))","v":0},0,0,0,0,0,0,0,0,0,0,0,0,0,0,0,0]
[null,null,null,"2008-01-06",1,2008,"12008",371,1683.3483870967698,1912.7451612903265,1908.5548387096792,1600.1612903225844,1811.1516129032227,2061.1483870967768,null,2167.6645161290317,2115.7225806451506,2274.787096774181,2213.8064516129093,2026.1483870967788,2092.7645161290307,null,0,0,0,1929.2451612903212,2132.6354838709708,null,null,null,null,null,null,null,null,null,null,null,null,null,null,null,null,null,null,null,null,null,null,null,null,null,"2008-01-06",1,2008,"12008",371,338.00000000000131,257.00000000000057,245.70000000000067,153.59999999999968,219.7000000000003,185.40000000000146,146.8000000000001,123.69999999999985,97.199999999999832,167.59999999999908,186.69999999999973,216.4999999999994,0,0,0,64.499999999999901,94.500000000000341,null,2011,2,28,"22011",{"$f":"IF($BB$94=$BE$97,(CB169/$BZ169),IF($BB$94=$BF$97,(CB255/$BZ255),(CB403/$BZ403)))","v":0},0,0,0,0,0,0,0,0,0,0,0,0,0,0,0,0]
[null,null,null,"2008-01-07",1,2008,"12008",372,1691.3064516128989,1921.7193548387136,1917.180645161292,1607.8548387096812,1819.3935483870937,2070.1064516129059,null,2177.1419354838704,2125.2096774193442,2284.6516129032134,2223.2741935483932,2035.2064516129078,2101.9419354838692,null,0,0,0,1937.7193548387083,2142.9580645161323,null,null,null,null,null,null,null,null,null,null,null,null,null,null,null,null,null,null,null,null,null,null,null,null,null,"2008-01-07",1,2008,"12008",372,338.00000000000131,257.00000000000057,245.70000000000067,153.59999999999968,219.7000000000003,185.40000000000146,146.8000000000001,123.69999999999985,97.199999999999832,167.59999999999908,186.69999999999973,216.4999999999994,0,0,0,64.499999999999901,94.500000000000341,null,2011,3,31,"32011",{"$f":"IF($BB$94=$BE$97,(CB170/$BZ170),IF($BB$94=$BF$97,(CB256/$BZ256),(CB404/$BZ404)))","v":9.285714285714286E-2},0.11071428571428572,8.2142857142857142E-2,6.0714285714285714E-2,5.3571428571428568E-2,9.285714285714286E-2,2.8571428571428574E-2,0,2.4999999999999998E-2,4.9999999999999996E-2,5.3571428571428568E-2,8.2142857142857142E-2,0,0,0,7.1428571428571435E-3,3.5714285714285718E-3]
[null,null,null,"2008-01-08",1,2008,"12008",373,1699.2645161290279,1930.6935483871007,1925.8064516129048,1615.548387096778,1827.6354838709647,2079.0645161290349,null,2186.6193548387091,2134.6967741935377,2294.5161290322458,2232.7419354838771,2044.2645161290368,2111.1193548387077,null,0,0,0,1946.1935483870955,2153.2806451612937,null,null,null,null,null,null,null,null,null,null,null,null,null,null,null,null,null,null,null,null,null,null,null,null,null,"2008-01-08",1,2008,"12008",373,338.00000000000131,257.00000000000057,245.70000000000067,153.59999999999968,219.7000000000003,185.40000000000146,146.8000000000001,123.69999999999985,97.199999999999832,167.59999999999908,186.69999999999973,216.4999999999994,0,0,0,64.499999999999901,94.500000000000341,null,2011,4,30,"42011",{"$f":"IF($BB$94=$BE$97,(CB171/$BZ171),IF($BB$94=$BF$97,(CB257/$BZ257),(CB405/$BZ405)))","v":1.3354838709677419},1.0032258064516129,0.85806451612903234,0.55161290322580647,0.8354838709677419,0.70322580645161292,0.54838709677419351,0.33225806451612905,9.3548387096774197E-2,0.48709677419354835,0.59354838709677415,0.79354838709677422,0,0,0,0.28064516129032258,0.30967741935483872]
[null,null,null,"2008-01-09",1,2008,"12008",374,1707.222580645157,1939.6677419354878,1934.4322580645176,1623.2419354838748,1835.8774193548356,2088.022580645164,null,2196.0967741935478,2144.1838709677313,2304.3806451612782,2242.209677419361,2053.322580645166,2120.2967741935463,null,0,0,0,1954.6677419354826,2163.6032258064552,null,null,null,null,null,null,null,null,null,null,null,null,null,null,null,null,null,null,null,null,null,null,null,null,null,"2008-01-09",1,2008,"12008",374,338.00000000000131,257.00000000000057,245.70000000000067,153.59999999999968,219.7000000000003,185.40000000000146,146.8000000000001,123.69999999999985,97.199999999999832,167.59999999999908,186.69999999999973,216.4999999999994,0,0,0,64.499999999999901,94.500000000000341,null,2011,5,31,"52011",{"$f":"IF($BB$94=$BE$97,(CB172/$BZ172),IF($BB$94=$BF$97,(CB258/$BZ258),(CB406/$BZ406)))","v":1.1433333333333333},0.81333333333333324,0.61,0.20333333333333331,0.57999999999999996,0.6333333333333333,0.36666666666666664,0.19666666666666668,0.18666666666666665,0.43666666666666665,0.56333333333333324,1.04,0,0,0,0.14333333333333334,0.11]
[null,null,null,"2008-01-10",1,2008,"12008",375,1715.1806451612861,1948.6419354838749,1943.0580645161303,1630.9354838709717,1844.1193548387066,2096.9806451612931,null,2205.5741935483866,2153.6709677419249,2314.2451612903105,2251.6774193548449,2062.380645161295,2129.4741935483848,null,0,0,0,1963.1419354838697,2173.9258064516166,null,null,null,null,null,null,null,null,null,null,null,null,null,null,null,null,null,null,null,null,null,null,null,null,null,"2008-01-10",1,2008,"12008",375,338.00000000000131,257.00000000000057,245.70000000000067,153.59999999999968,219.7000000000003,185.40000000000146,146.8000000000001,123.69999999999985,97.199999999999832,167.59999999999908,186.69999999999973,216.4999999999994,0,0,0,64.499999999999901,94.500000000000341,null,2011,6,30,"62011",{"$f":"IF($BB$94=$BE$97,(CB173/$BZ173),IF($BB$94=$BF$97,(CB259/$BZ259),(CB407/$BZ407)))","v":1.903225806451613},1.5741935483870966,1.2967741935483872,0.92258064516129035,1.2129032258064516,1.2774193548387098,0.99677419354838703,0.6225806451612903,0.62580645161290316,1.1774193548387097,1.2806451612903227,1.5096774193548386,0,0,0,0.29354838709677417,0.46774193548387094]
[null,null,null,"2008-01-11",1,2008,"12008",376,1723.1387096774151,1957.6161290322621,1951.6838709677431,1638.6290322580685,1852.3612903225776,2105.9387096774221,null,2215.0516129032253,2163.1580645161184,2324.1096774193429,2261.1451612903288,2071.438709677424,2138.6516129032234,null,0,0,0,1971.6161290322568,2184.2483870967781,null,null,null,null,null,null,null,null,null,null,null,null,null,null,null,null,null,null,null,null,null,null,null,null,null,"2008-01-11",1,2008,"12008",376,338.00000000000131,257.00000000000057,245.70000000000067,153.59999999999968,219.7000000000003,185.40000000000146,146.8000000000001,123.69999999999985,97.199999999999832,167.59999999999908,186.69999999999973,216.4999999999994,0,0,0,64.499999999999901,94.500000000000341,null,2011,7,31,"72011",{"$f":"IF($BB$94=$BE$97,(CB174/$BZ174),IF($BB$94=$BF$97,(CB260/$BZ260),(CB408/$BZ408)))","v":2.3633333333333337},1.6833333333333333,1.5633333333333332,1.5833333333333333,1.7166666666666666,1.8233333333333335,1.29,1.2233333333333334,0.38999999999999996,1.3166666666666667,1.6766666666666665,1.6166666666666667,0,0,0,0.6166666666666667,0.83]
[null,null,null,"2008-01-12",1,2008,"12008",377,1731.0967741935442,1966.5903225806492,1960.3096774193559,1646.3225806451653,1860.6032258064486,2114.8967741935512,null,2224.529032258064,2172.645161290312,2333.9741935483753,2270.6129032258127,2080.4967741935529,2147.8290322580619,null,0,0,0,1980.0903225806439,2194.5709677419395,null,null,null,null,null,null,null,null,null,null,null,null,null,null,null,null,null,null,null,null,null,null,null,null,null,"2008-01-12",1,2008,"12008",377,338.00000000000131,257.00000000000057,245.70000000000067,153.59999999999968,219.7000000000003,185.40000000000146,146.8000000000001,123.69999999999985,97.199999999999832,167.59999999999908,186.69999999999973,216.4999999999994,0,0,0,64.499999999999901,94.500000000000341,null,2011,8,31,"82011",{"$f":"IF($BB$94=$BE$97,(CB175/$BZ175),IF($BB$94=$BF$97,(CB261/$BZ261),(CB409/$BZ409)))","v":2.7193548387096773},2.1225806451612903,1.7161290322580647,1.3451612903225807,1.5741935483870966,2.1967741935483871,1.2870967741935484,0.73548387096774193,0.71935483870967742,1.332258064516129,1.9225806451612903,2.0483870967741935,0,0,0,0.61612903225806459,0.52258064516129032]
[null,null,null,"2008-01-13",1,2008,"12008",378,1739.0548387096733,1975.5645161290363,1968.9354838709687,1654.0161290322621,1868.8451612903195,2123.8548387096803,null,2234.0064516129028,2182.1322580645055,2343.8387096774077,2280.0806451612966,2089.5548387096819,2157.0064516129005,null,0,0,0,1988.5645161290311,2204.893548387101,null,null,null,null,null,null,null,null,null,null,null,null,null,null,null,null,null,null,null,null,null,null,null,null,null,"2008-01-13",1,2008,"12008",378,338.00000000000131,257.00000000000057,245.70000000000067,153.59999999999968,219.7000000000003,185.40000000000146,146.8000000000001,123.69999999999985,97.199999999999832,167.59999999999908,186.69999999999973,216.4999999999994,0,0,0,64.499999999999901,94.500000000000341,null,2011,9,30,"92011",{"$f":"IF($BB$94=$BE$97,(CB176/$BZ176),IF($BB$94=$BF$97,(CB262/$BZ262),(CB410/$BZ410)))","v":2.2419354838709675},1.7612903225806451,1.4645161290322579,1.0548387096774194,1.3645161290322581,1.7161290322580647,1.2096774193548387,0.76129032258064522,0.70322580645161292,1.0290322580645161,1.5806451612903225,1.967741935483871,0,0,0,0.73548387096774193,0.55483870967741933]
[null,null,null,"2008-01-14",1,2008,"12008",379,1747.0129032258023,1984.5387096774234,1977.5612903225815,1661.709677419359,1877.0870967741905,2132.8129032258094,null,2243.4838709677415,2191.6193548386991,2353.7032258064401,2289.5483870967805,2098.6129032258109,2166.183870967739,null,0,0,0,1997.0387096774182,2215.2161290322624,null,null,null,null,null,null,null,null,null,null,null,null,null,null,null,null,null,null,null,null,null,null,null,null,null,"2008-01-14",1,2008,"12008",379,338.00000000000131,257.00000000000057,245.70000000000067,153.59999999999968,219.7000000000003,185.40000000000146,146.8000000000001,123.69999999999985,97.199999999999832,167.59999999999908,186.69999999999973,216.4999999999994,0,0,0,64.499999999999901,94.500000000000341,null,2011,10,31,"102011",{"$f":"IF($BB$94=$BE$97,(CB177/$BZ177),IF($BB$94=$BF$97,(CB263/$BZ263),(CB411/$BZ411)))","v":1.23},0.91333333333333333,0.74,0.5,0.71000000000000008,0.89333333333333331,0.52,0.19333333333333333,0.14666666666666667,0.4966666666666667,0.89666666666666661,0.9933333333333334,0,0,0,0.36000000000000004,6.6666666666666666E-2]
[null,null,null,"2008-01-15",1,2008,"12008",380,1754.9709677419314,1993.5129032258105,1986.1870967741943,1669.4032258064558,1885.3290322580615,2141.7709677419384,null,2252.9612903225802,2201.1064516128927,2363.5677419354724,2299.0161290322644,2107.6709677419399,2175.3612903225776,null,0,0,0,2005.5129032258053,2225.5387096774239,null,null,null,null,null,null,null,null,null,null,null,null,null,null,null,null,null,null,null,null,null,null,null,null,null,"2008-01-15",1,2008,"12008",380,338.00000000000131,257.00000000000057,245.70000000000067,153.59999999999968,219.7000000000003,185.40000000000146,146.8000000000001,123.69999999999985,97.199999999999832,167.59999999999908,186.69999999999973,216.4999999999994,0,0,0,64.499999999999901,94.500000000000341,null,2011,11,30,"112011",{"$f":"IF($BB$94=$BE$97,(CB178/$BZ178),IF($BB$94=$BF$97,(CB264/$BZ264),(CB412/$BZ412)))","v":6.1290322580645158E-2},4.1935483870967745E-2,4.8387096774193547E-2,1.6129032258064516E-2,1.6129032258064516E-2,3.2258064516129032E-3,9.6774193548387101E-3,1.2903225806451613E-2,0,3.2258064516129032E-3,9.6774193548387101E-3,1.935483870967742E-2,0,0,0,1.6129032258064516E-2,0]
[null,null,null,"2008-01-16",1,2008,"12008",381,1762.9290322580605,2002.4870967741977,1994.8129032258071,1677.0967741935526,1893.5709677419325,2150.7290322580675,null,2262.438709677419,2210.5935483870862,2373.4322580645048,2308.4838709677483,2116.7290322580689,2184.5387096774161,null,0,0,0,2013.9870967741924,2235.8612903225853,null,null,null,null,null,null,null,null,null,null,null,null,null,null,null,null,null,null,null,null,null,null,null,null,null,"2008-01-16",1,2008,"12008",381,338.00000000000131,257.00000000000057,245.70000000000067,153.59999999999968,219.7000000000003,185.40000000000146,146.8000000000001,123.69999999999985,97.199999999999832,167.59999999999908,186.69999999999973,216.4999999999994,0,0,0,64.499999999999901,94.500000000000341,null,2011,12,31,"122011",{"$f":"IF($BB$94=$BE$97,(CB179/$BZ179),IF($BB$94=$BF$97,(CB265/$BZ265),(CB413/$BZ413)))","v":0},0,0,0,0,0,0,0,0,0,0,0,0,0,0,0,0]
[null,null,null,"2008-01-21",{"$f":"MONTH(D505)","v":1},{"$f":"YEAR(D505)","v":2008},{"$f":"E505&F505","v":"12008"},386,{"$f":"SUMIF($AF$268:$AF$411,$G505,AG$268:AG$411)+I504","v":1802.7193548387058},{"$f":"SUMIF($AF$268:$AF$411,$G505,AH$268:AH$411)+J504","v":2047.3580645161333},{"$f":"SUMIF($AF$268:$AF$411,$G505,AI$268:AI$411)+K504","v":2037.941935483871},{"$f":"SUMIF($AF$268:$AF$411,$G505,AJ$268:AJ$411)+L504","v":1715.5645161290367},{"$f":"SUMIF($AF$268:$AF$411,$G505,AK$268:AK$411)+M504","v":1934.7806451612873},{"$f":"SUMIF($AF$268:$AF$411,$G505,AL$268:AL$411)+N504","v":2195.5193548387128},null,{"$f":"SUMIF($AF$268:$AF$411,$G505,AM$268:AM$411)+P504","v":2309.8258064516126},{"$f":"SUMIF($AF$268:$AF$411,$G505,AN$268:AN$411)+Q504","v":2258.029032258054},{"$f":"SUMIF($AF$268:$AF$411,$G505,AO$268:AO$411)+R504","v":2422.7548387096667},{"$f":"SUMIF($AF$268:$AF$411,$G505,AP$268:AP$411)+S504","v":2355.8225806451678},{"$f":"SUMIF($AF$268:$AF$411,$G505,AQ$268:AQ$411)+T504","v":2162.0193548387138},{"$f":"SUMIF($AF$268:$AF$411,$G505,AR$268:AR$411)+U504","v":2230.4258064516089},null,{"$f":"SUMIF($AF$268:$AF$411,$G505,AS$268:AS$411)+W504","v":0},{"$f":"SUMIF($AF$268:$AF$411,$G505,AT$268:AT$411)+X504","v":0},{"$f":"SUMIF($AF$268:$AF$411,$G505,AU$268:AU$411)+Y504","v":0},{"$f":"SUMIF($AF$268:$AF$411,$G505,AV$268:AV$411)+Z504","v":2056.3580645161278},{"$f":"SUMIF($AF$268:$AF$411,$G505,AW$268:AW$411)+AA504","v":2287.4741935483926},null,null,null,null,null,null,null,null,null,null,null,null,null,null,null,null,null,null,null,null,null,null,null,null,null,"2008-01-21",{"$f":"MONTH(BA505)","v":1},{"$f":"YEAR(BA505)","v":2008},{"$f":"BB505&BC505","v":"12008"},386,{"$f":"SUMIF($AF$268:$AF$411,$G505,CB$441:CB$522)+BF504","v":338.00000000000131},{"$f":"SUMIF($AF$268:$AF$411,$G505,CC$441:CC$522)+BG504","v":257.00000000000057},{"$f":"SUMIF($AF$268:$AF$411,$G505,CD$441:CD$522)+BH504","v":245.70000000000067},{"$f":"SUMIF($AF$268:$AF$411,$G505,CE$441:CE$522)+BI504","v":153.59999999999968},{"$f":"SUMIF($AF$268:$AF$411,$G505,CF$441:CF$522)+BJ504","v":219.7000000000003},{"$f":"SUMIF($AF$268:$AF$411,$G505,CG$441:CG$522)+BK504","v":185.40000000000146},{"$f":"SUMIF($AF$268:$AF$411,$G505,CH$441:CH$522)+BL504","v":146.8000000000001},{"$f":"SUMIF($AF$268:$AF$411,$G505,CI$441:CI$522)+BM504","v":123.69999999999985},{"$f":"SUMIF($AF$268:$AF$411,$G505,CJ$441:CJ$522)+BN504","v":97.199999999999832},{"$f":"SUMIF($AF$268:$AF$411,$G505,CK$441:CK$522)+BO504","v":167.59999999999908},{"$f":"SUMIF($AF$268:$AF$411,$G505,CL$441:CL$522)+BP504","v":186.69999999999973},{"$f":"SUMIF($AF$268:$AF$411,$G505,CM$441:CM$522)+BQ504","v":216.4999999999994},{"$f":"SUMIF($AF$268:$AF$411,$G505,CN$441:CN$522)+BR504","v":0},{"$f":"SUMIF($AF$268:$AF$411,$G505,CO$441:CO$522)+BS504","v":0},{"$f":"SUMIF($AF$268:$AF$411,$G505,CP$441:CP$522)+BT504","v":0},{"$f":"SUMIF($AF$268:$AF$411,$G505,CQ$441:CQ$522)+BU504","v":64.499999999999901},{"$f":"SUMIF($AF$268:$AF$411,$G505,CR$441:CR$522)+BV504","v":94.500000000000341},null,2012,5,31,"52012",{"$f":"IF($BB$94=$BE$97,(CB184/$BZ184),IF($BB$94=$BF$97,(CB270/$BZ270),(CB418/$BZ418)))","v":1.6290322580645162},1.2354838709677418,1.1161290322580646,0.55161290322580647,1.0516129032258066,0.96129032258064517,0.95483870967741935,0.76451612903225807,0.22258064516129034,0.61935483870967745,0.73548387096774193,0.79032258064516125,0,0,0,0.49354838709677423,0.73225806451612896]
[null,null,null,"2008-01-26",1,2008,"12008",391,1842.5096774193512,2092.2290322580689,2081.070967741935,1754.0322580645209,1975.9903225806422,2240.3096774193582,null,2357.2129032258063,2305.4645161290218,2472.0774193548286,2403.1612903225873,2207.3096774193586,2276.3129032258016,null,0,0,0,2098.7290322580634,2339.0870967741998,null,null,null,null,null,null,null,null,null,null,null,null,null,null,null,null,null,null,null,null,null,null,null,null,null,"2008-01-26",1,2008,"12008",391,338.00000000000131,257.00000000000057,245.70000000000067,153.59999999999968,219.7000000000003,185.40000000000146,146.8000000000001,123.69999999999985,97.199999999999832,167.59999999999908,186.69999999999973,216.4999999999994,0,0,0,64.499999999999901,94.500000000000341,null,2012,10,31,"102012",{"$f":"IF($BB$94=$BE$97,(CB189/$BZ189),IF($BB$94=$BF$97,(CB275/$BZ275),(CB423/$BZ423)))","v":9.6774193548387094E-2},5.1612903225806452E-2,7.4193548387096769E-2,6.1290322580645158E-2,3.5483870967741936E-2,3.2258064516129032E-3,3.2258064516129032E-3,3.2258064516129032E-3,0,3.2258064516129032E-3,1.6129032258064516E-2,4.8387096774193547E-2,0,0,0,3.2258064516129032E-3,0]
[null,null,null,"2008-02-04",2,2008,"22008",400,1918.3413793103409,2177.9275862069012,2165.5241379310337,1826.3206896551778,2056.4275862068935,2326.9896551724173,null,2446.3931034482753,2391.0379310344715,2561.3448275861974,2495.175862068972,2294.1172413793133,2365.3999999999951,null,0,0,0,2177.6103448275849,2430.4379310344893,null,null,null,null,null,null,null,null,null,null,null,null,null,null,null,null,null,null,null,null,null,null,null,null,null,"2008-02-04",2,2008,"22008",400,338.00000000000131,257.00000000000057,245.70000000000067,153.59999999999968,219.7000000000003,185.40000000000146,146.82758620689665,123.69999999999985,97.199999999999832,167.59999999999908,186.69999999999973,216.4999999999994,0,0,0,64.499999999999901,94.500000000000341,null,2013,7,31,"72013",{"$f":"IF($BB$94=$BE$97,(CB198/$BZ198),IF($BB$94=$BF$97,(CB284/$BZ284),(CB432/$BZ432)))","v":5.8096774193548386},4.2225806451612904,4.2483870967741932,3.3580645161290321,4.5709677419354833,3.967741935483871,3.4129032258064513,3.1032258064516132,2.1903225806451614,3.2645161290322582,3.5870967741935487,3.9387096774193546,0,0,0,2.3935483870967742,3.0612903225806454]
[null,null,null,"2008-02-13",2,2008,"22008",409,1999.4344827586158,2269.7896551724189,2258.503448275862,1902.4172413793167,2144.6896551724103,2421.2413793103483,null,2540.4275862068948,2476.8482758620557,2651.2206896551629,2595.6965517241438,2387.5310344827603,2462.5999999999967,null,0,0,0,2259.7586206896531,2519.8482758620744,null,null,null,null,null,null,null,null,null,null,null,null,null,null,null,null,null,null,null,null,null,null,null,null,null,"2008-02-13",2,2008,"22008",409,338.00000000000131,257.00000000000057,245.70000000000067,153.59999999999968,219.7000000000003,185.40000000000146,146.88965517241391,123.69999999999985,97.199999999999832,167.59999999999908,186.69999999999973,216.4999999999994,0,0,0,64.499999999999901,94.500000000000341,null,2014,4,30,"102019",{"$f":"IF($BB$94=$BE$97,(CB207/$BZ207),IF($BB$94=$BF$97,(CB293/$BZ293),(CB441/$BZ441)))","v":0.28333333333333333},0.28333333333333333,7.3333333333333334E-2,2.3333333333333331E-2,0.08,7.6666666666666661E-2,0.13333333333333333,6.0000000000000005E-2,3.0000000000000002E-2,9.3333333333333324E-2,7.3333333333333334E-2,0.18000000000000002,0,0,0,3.6666666666666667E-2,7.3333333333333334E-2]
[null,null,null,"2008-02-19",2,2008,"22008",415,2053.4965517241326,2331.031034482764,2320.4896551724141,1953.1482758620759,2203.5310344827549,2484.0758620689689,null,2603.1172413793079,2534.0551724137786,2711.1379310344732,2662.7103448275916,2449.806896551725,2527.3999999999978,null,0,0,0,2314.5241379310319,2579.4551724137978,null,null,null,null,null,null,null,null,null,null,null,null,null,null,null,null,null,null,null,null,null,null,null,null,null,"2008-02-19",2,2008,"22008",415,338.00000000000131,257.00000000000057,245.70000000000067,153.59999999999968,219.7000000000003,185.40000000000146,146.93103448275875,123.69999999999985,97.199999999999832,167.59999999999908,186.69999999999973,216.4999999999994,0,0,0,64.499999999999901,94.500000000000341,null,2014,10,31,"102025",{"$f":"IF($BB$94=$BE$97,(CB213/$BZ213),IF($BB$94=$BF$97,(CB299/$BZ299),(CB447/$BZ447)))","v":0.84516129032258058},0.57741935483870965,0.54838709677419351,0.35483870967741937,0.43225806451612903,0.38387096774193552,0.29354838709677417,0.16451612903225804,0.16774193548387098,0.26774193548387099,0.34193548387096773,0.56774193548387097,0,0,0,0.14516129032258066,9.0322580645161285E-2]
[null,null,null,"2008-03-01",3,2008,"32008",426,2151.9709677419314,2441.958064516135,2432.4419354838719,2045.0451612903305,2310.1096774193506,2598.1387096774229,null,2717.7193548387058,2638.9774193548219,2820.8806451612809,2784.0096774193594,2563.2451612903219,2645.0322580645156,null,0,0,0,2414.7741935483837,2688.61290322581,null,null,null,null,null,null,null,null,null,null,null,null,null,null,null,null,null,null,null,null,null,null,null,null,null,"2008-03-01",3,2008,"32008",426,338.00000000000131,257.00000000000057,245.70000000000067,153.59999999999968,219.7000000000003,185.40000000000146,147.00000000000014,123.69999999999985,97.199999999999832,167.59999999999908,186.69999999999973,216.4999999999994,0,0,0,64.499999999999901,94.500000000000341,null,2015,9,30,"102036",{"$f":"IF($BB$94=$BE$97,(CB224/$BZ224),IF($BB$94=$BF$97,(CB310/$BZ310),(CB458/$BZ458)))","v":0.91666666666666663},0.66333333333333333,0.83666666666666667,0.65666666666666662,0.62666666666666671,0.51666666666666672,0.57333333333333336,0.46333333333333332,9.6666666666666665E-2,0.40666666666666662,0.48666666666666664,0.61333333333333329,0,0,0,0.28999999999999998,0.21]
[null,null,null,"2008-03-10",3,2008,"32008",435,2227.3096774193518,2521.6806451612974,2510.2193548387095,2111.1516129032348,2386.6967741935441,2682.1870967741984,null,2808.793548387092,2725.1741935483697,2909.8064516128948,2870.496774193552,2650.0516129032239,2731.7225806451597,null,0,0,0,2495.5419354838677,2776.9290322580696,null,null,null,null,null,null,null,null,null,null,null,null,null,null,null,null,null,null,null,null,null,null,null,null,null,"2008-03-10",3,2008,"32008",435,338.00000000000131,257.00000000000057,245.70000000000067,153.59999999999968,219.7000000000003,185.40000000000146,147.00000000000014,123.69999999999985,97.199999999999832,167.59999999999908,186.69999999999973,216.4999999999994,0,0,0,64.499999999999901,94.500000000000341,null,2016,6,30,"62016",{"$f":"IF($BB$94=$BE$97,(CB232/$BZ232),IF($BB$94=$BF$97,(CB318/$BZ318),(CB466/$BZ466)))","v":1.2225806451612902},0.97741935483870968,0.75483870967741928,0.532258064516129,0.84193548387096784,0.6225806451612903,0.79032258064516125,0.5903225806451613,9.0322580645161285E-2,0.40322580645161288,0.51290322580645165,0.73548387096774193,0,0,0,0.36129032258064514,0.45161290322580644]
[null,null,null,"2008-03-11",3,2008,"32008",436,2235.6806451612874,2530.5387096774266,2518.8612903225803,2118.4967741935575,2395.2064516128989,2691.5258064516179,null,2818.9129032258015,2734.7516129032083,2919.6870967741852,2880.1064516129068,2659.6967741935464,2741.3548387096757,null,0,0,0,2504.5161290322549,2786.7419354838762,null,null,null,null,null,null,null,null,null,null,null,null,null,null,null,null,null,null,null,null,null,null,null,null,null,"2008-03-11",3,2008,"32008",436,338.00000000000131,257.00000000000057,245.70000000000067,153.59999999999968,219.7000000000003,185.40000000000146,147.00000000000014,123.69999999999985,97.199999999999832,167.59999999999908,186.69999999999973,216.4999999999994,0,0,0,64.499999999999901,94.500000000000341,null,2016,7,31,"72016",{"$f":"IF($BB$94=$BE$97,(CB233/$BZ233),IF($BB$94=$BF$97,(CB319/$BZ319),(CB467/$BZ467)))","v":2.1566666666666667},1.6266666666666665,1.4233333333333333,1.0433333333333334,1.6,1.4466666666666665,1.53,1.1733333333333333,0.32666666666666672,0.91333333333333333,1.1133333333333333,1.4366666666666668,0,0,0,0.56666666666666665,1.1266666666666665]
[null,null,null,"2008-03-19",3,2008,"32008",444,2302.6483870967722,2601.4032258064599,2587.996774193547,2177.2580645161393,2463.2838709677376,2766.2354838709739,null,2899.8677419354781,2811.3709677419174,2998.7322580645086,2956.9838709677447,2736.858064516126,2818.4129032258038,null,0,0,0,2576.3096774193518,2865.2451612903292,null,null,null,null,null,null,null,null,null,null,null,null,null,null,null,null,null,null,null,null,null,null,null,null,null,"2008-03-19",3,2008,"32008",444,338.00000000000131,257.00000000000057,245.70000000000067,153.59999999999968,219.7000000000003,185.40000000000146,147.00000000000014,123.69999999999985,97.199999999999832,167.59999999999908,186.69999999999973,216.4999999999994,0,0,0,64.499999999999901,94.500000000000341,null,2017,3,31,"32017",{"$f":"IF($BB$94=$BE$97,(CB241/$BZ241),IF($BB$94=$BF$97,(CB327/$BZ327),(CB475/$BZ475)))","v":2.4999999999999998E-2},1.7857142857142856E-2,3.5714285714285718E-3,0,0,0,3.5714285714285718E-3,0,0,0,0,1.7857142857142856E-2,0,0,0,0,0]
[null,null,null,"2008-03-28",3,2008,"32008",453,2377.9870967741927,2681.1258064516223,2665.7741935483846,2243.3645161290437,2539.8709677419311,2850.2838709677494,null,2990.9419354838642,2897.5677419354652,3087.6580645161225,3043.4709677419373,2823.664516129028,2905.1032258064479,null,0,0,0,2657.0774193548359,2953.5612903225888,null,null,null,null,null,null,null,null,null,null,null,null,null,null,null,null,null,null,null,null,null,null,null,null,null,"2008-03-28",3,2008,"32008",453,338.00000000000131,257.00000000000057,245.70000000000067,153.59999999999968,219.7000000000003,185.40000000000146,147.00000000000014,123.69999999999985,97.199999999999832,167.59999999999908,186.69999999999973,216.4999999999994,0,0,0,64.499999999999901,94.500000000000341,null,2017,12,31,"122017",{"$f":"IF($BB$94=$BE$97,(CB250/$BZ250),IF($BB$94=$BF$97,(CB336/$BZ336),(CB484/$BZ484)))","v":6.6666666666666671E-3},0,0,3.3333333333333335E-3,0,0,0,0,0,0,0,0,0,0,0,0,0]
[null,null,null,"2008-04-06",4,2008,"42008",462,2440.6200000000008,2750.2800000000107,2733.9599999999982,2305.8800000000106,2607.1399999999944,2923.4000000000092,null,3067.5799999999917,2972.7199999999812,3169.1599999999944,3121.5600000000018,2898.7199999999943,2979.1199999999958,null,0,0,0,2730.5199999999986,3027.3200000000093,null,null,null,null,null,null,null,null,null,null,null,null,null,null,null,null,null,null,null,null,null,null,null,null,null,"2008-04-06",4,2008,"42008",462,338.98000000000144,257.8200000000005,246.24000000000069,153.71999999999974,220.20000000000036,185.92000000000149,147.20000000000013,123.79999999999984,97.319999999999808,167.89999999999915,187.05999999999975,217.17999999999947,0,0,0,64.539999999999864,94.580000000000354,null,2018,9,30,"92018",{"$f":"IF($BB$94=$BE$97,(CB259/$BZ259),IF($BB$94=$BF$97,(CB345/$BZ345),(CB493/$BZ493)))","v":0},0,0,0,0,0,0,0,0,0,0,0,0,0,0,0,0]
[null,null,null,"2008-04-15",4,2008,"42008",471,2496.9000000000028,2814.1500000000119,2797.35,2366.6000000000085,2669.7499999999927,2991.0500000000111,null,3136.99999999999,3042.3499999999813,3246.9499999999953,3195.4500000000021,2967.8999999999928,3046.7999999999956,null,0,0,0,2800.3000000000006,3093.8000000000102,null,null,null,null,null,null,null,null,null,null,null,null,null,null,null,null,null,null,null,null,null,null,null,null,null,"2008-04-15",4,2008,"42008",471,340.45000000000164,259.05000000000041,247.05000000000072,153.89999999999984,220.95000000000044,186.70000000000155,147.50000000000011,123.94999999999983,97.499999999999773,168.34999999999926,187.59999999999977,218.19999999999956,0,0,0,64.59999999999981,94.700000000000372]
[null,null,null,"2008-04-20",4,2008,"42008",476,2528.1666666666706,2849.6333333333459,2832.5666666666675,2400.3333333333408,2704.5333333333251,3028.6333333333455,null,3175.5666666666557,3081.0333333333147,3290.1666666666624,3236.5000000000023,3006.3333333333253,3084.3999999999955,null,0,0,0,2839.0666666666684,3130.733333333344,null,null,null,null,null,null,null,null,null,null,null,null,null,null,null,null,null,null,null,null,null,null,null,null,null,"2008-04-20",4,2008,"42008",476,341.26666666666841,259.73333333333369,247.50000000000074,153.99999999999989,221.36666666666716,187.13333333333492,147.66666666666677,124.03333333333316,97.599999999999753,168.59999999999931,187.89999999999978,218.76666666666628,0,0,0,64.633333333333113,94.766666666667049]
[null,null,null,"2008-05-02",5,2008,"52008",488,2594.8741935483931,2926.0774193548523,2907.9548387096802,2472.0774193548436,2779.2354838709575,3110.322580645176,null,3258.6354838709549,3164.9419354838528,3386.7677419354804,3327.0838709677441,3089.6387096774092,3165.5741935483825,null,0,0,0,2922.7870967741974,3211.019354838721,null,null,null,null,null,null,null,null,null,null,null,null,null,null,null,null,null,null,null,null,null,null,null,null,null,"2008-05-02",5,2008,"52008",488,346.28064516129228,263.8677419354841,250.85161290322657,155.81935483870967,224.42580645161351,189.70967741935647,149.7096774193549,126.00645161290305,97.948387096773914,170.2483870967736,190.22258064516112,222.11290322580615,0,0,0,65.958064516128744,96.158064516129429]
[null,null,null,"2008-05-11",5,2008,"52008",497,2613.6580645161343,2950.7258064516245,2930.2516129032288,2491.3258064516167,2802.3451612903118,3139.6741935484038,null,3285.34516129031,3194.3806451612741,3432.5225806451572,3365.2612903225809,3118.6129032257945,3192.4580645161245,null,0,0,0,2950.6290322580676,3239.9064516129129,null,null,null,null,null,null,null,null,null,null,null,null,null,null,null,null,null,null,null,null,null,null,null,null,null,"2008-05-11",5,2008,"52008",497,361.49354838709871,276.32258064516145,261.88387096774278,163.10645161290324,234.44193548387167,197.40322580645315,157.40322580645159,134.13548387096759,98.616129032257817,175.41612903225737,197.97419354838703,232.07096774193508,0,0,0,71.619354838709356,101.81935483871004]
[null,null,null,"2008-05-12",5,2008,"52008",498,2615.7451612903278,2953.4645161290437,2932.7290322580675,2493.4645161290359,2804.9129032257956,3142.9354838709846,null,3288.3129032257939,3197.6516129032098,3437.606451612899,3369.5032258064516,3121.832258064504,3195.4451612903181,null,0,0,0,2953.7225806451643,3243.1161290322675,null,null,null,null,null,null,null,null,null,null,null,null,null,null,null,null,null,null,null,null,null,null,null,null,null,"2008-05-12",5,2008,"52008",498,363.18387096774387,277.70645161290338,263.10967741935571,163.91612903225808,235.55483870967814,198.25806451613056,158.258064516129,135.03870967741921,98.690322580644917,175.99032258064446,198.83548387096769,233.17741935483829,0,0,0,72.248387096773868,102.44838709677455]
[null,null,null,"2008-05-26",5,2008,"52008",512,2644.9645161290364,2991.8064516129116,2967.4129032258097,2523.4064516129051,2840.8612903225689,3188.5935483871167,null,3329.8612903225685,3243.4451612903094,3508.7806451612851,3428.8903225806421,3166.9032258064367,3237.2645161290279,null,0,0,0,2997.0322580645179,3288.0516129032326,null,null,null,null,null,null,null,null,null,null,null,null,null,null,null,null,null,null,null,null,null,null,null,null,null,"2008-05-26",5,2008,"52008",512,386.84838709677609,297.08064516129036,280.27096774193666,175.25161290322586,251.13548387096861,210.22580645161429,170.22580645161273,147.68387096774183,99.729032258064322,184.02903225806367,210.8935483870969,248.66774193548329,0,0,0,81.054838709677043,111.25483870967773]
[null,null,null,"2008-05-29",5,2008,"52008",515,2651.2258064516168,3000.022580645169,2974.8451612903259,2529.8225806451628,2848.5645161290204,3198.3774193548593,null,3338.7645161290202,3253.2580645161165,3524.0322580645106,3441.6161290322543,3176.5612903225651,3246.2258064516086,null,0,0,0,3006.312903225808,3297.6806451612965,null,null,null,null,null,null,null,null,null,null,null,null,null,null,null,null,null,null,null,null,null,null,null,null,null,"2008-05-29",5,2008,"52008",515,391.91935483871157,301.23225806451615,283.94838709677543,177.68064516129039,254.474193548388,212.79032258064652,172.79032258064495,150.39354838709667,99.951612903225623,185.75161290322492,213.47741935483887,251.98709677419293,0,0,0,82.94193548387058,113.14193548387126]
[null,null,null,"2008-06-07",6,2008,"62008",524,2662.86666666667,3018.776666666673,2994.3600000000029,2548.753333333334,2864.1766666666531,3220.8366666666875,null,3363.576666666655,3276.5766666666536,3554.499999999995,3468.1366666666636,3196.2999999999847,3266.5033333333304,null,0,0,0,3031.7266666666665,3323.7000000000071,null,null,null,null,null,null,null,null,null,null,null,null,null,null,null,null,null,null,null,null,null,null,null,null,null,"2008-06-07",6,2008,"62008",524,408.46000000000186,314.59333333333325,295.66333333333455,184.52666666666676,264.37666666666775,221.15000000000126,179.49333333333314,155.90999999999991,103.7399999999998,191.98666666666571,221.96666666666687,262.01666666666608,0,0,0,85.459999999999653,118.48333333333359]
[null,null,null,"2008-06-16",6,2008,"62008",533,2672.4666666666694,3035.8466666666718,3013.0800000000022,2567.5933333333332,2877.6466666666511,3241.3266666666873,null,3387.8466666666554,3298.1466666666524,3580.5999999999958,3491.326666666665,3213.3999999999855,3284.8933333333321,null,0,0,0,3056.4466666666644,3348.9000000000087,null,null,null,null,null,null,null,null,null,null,null,null,null,null,null,null,null,null,null,null,null,null,null,null,null,"2008-06-16",6,2008,"62008",533,425.38000000000181,328.21333333333314,307.57333333333446,191.24666666666678,274.24666666666798,229.70000000000115,185.91333333333318,160.67999999999992,108.41999999999976,198.52666666666565,230.66666666666688,272.06666666666615,0,0,0,87.079999999999714,123.73333333333355]
[null,null,null,"2008-06-20",6,2008,"62008",537,2676.7333333333358,3043.4333333333379,3021.4000000000019,2575.9666666666662,2883.6333333333168,3250.4333333333539,null,3398.6333333333223,3307.7333333333186,3592.1999999999962,3501.6333333333323,3220.9999999999859,3293.0666666666662,null,0,0,0,3067.4333333333302,3360.1000000000095,null,null,null,null,null,null,null,null,null,null,null,null,null,null,null,null,null,null,null,null,null,null,null,null,null,"2008-06-20",6,2008,"62008",537,432.9000000000018,334.26666666666642,312.86666666666775,194.23333333333346,278.63333333333475,233.50000000000111,188.76666666666654,162.79999999999993,110.49999999999974,201.43333333333229,234.53333333333356,276.53333333333285,0,0,0,87.799999999999741,126.06666666666686]
[null,null,null,"2008-07-03",7,2008,"72008",550,2689.0935483870985,3065.7387096774223,3045.5290322580654,2599.8806451612891,2900.6129032257872,3276.5677419355038,null,3429.4129032257965,3334.9129032257902,3625.990322580642,3531.3387096774204,3242.8838709677289,3316.7225806451625,null,0,0,0,3098.6548387096727,3392.1935483871084,null,null,null,null,null,null,null,null,null,null,null,null,null,null,null,null,null,null,null,null,null,null,null,null,null,"2008-07-03",7,2008,"72008",550,461.56129032258247,356.95806451612862,331.74193548387194,205.56129032258079,295.90967741935657,249.76451612903324,201.65806451612892,173.19032258064507,118.33225806451583,214.69999999999888,251.11935483870994,295.91612903225769,0,0,0,92.638709677419172,135.43225806451639]
[null,null,null,"2008-07-12",7,2008,"72008",559,2694.1741935483883,3075.7548387096795,3055.516129032258,2608.8225806451601,2906.6516129032052,3286.6709677419544,null,3440.8516129032178,3344.5516129032089,3640.3612903225767,3543.15483870968,3251.535483870955,3326.3903225806457,null,0,0,0,3109.919354838707,3404.4741935483999,null,null,null,null,null,null,null,null,null,null,null,null,null,null,null,null,null,null,null,null,null,null,null,null,null,"2008-07-12",7,2008,"72008",559,491.14516129032461,379.63225806451555,348.6677419354848,217.14516129032268,314.83870967742126,270.05806451613,218.93225806451591,188.46129032258048,126.22903225806419,232.69999999999888,271.87741935483899,320.56451612903197,0,0,0,101.75483870967726,146.02903225806486]
[null,null,null,"2008-07-13",7,2008,"72008",560,2694.7387096774205,3076.8677419354858,3056.6258064516128,2609.8161290322569,2907.3225806451405,3287.7935483871156,null,3442.1225806451534,3345.6225806451444,3641.958064516125,3544.4677419354866,3252.4967741935357,3327.4645161290327,null,0,0,0,3111.1709677419331,3405.8387096774322,null,null,null,null,null,null,null,null,null,null,null,null,null,null,null,null,null,null,null,null,null,null,null,null,null,"2008-07-13",7,2008,"72008",560,494.43225806451818,382.15161290322521,350.54838709677512,218.43225806451622,316.9419354838729,272.31290322580742,220.85161290322557,190.15806451612886,127.1064516129029,234.69999999999888,274.18387096774222,323.30322580645134,0,0,0,102.76774193548371,147.20645161290358]
[null,null,null,"2008-07-26",7,2008,"72008",573,2702.0774193548391,3091.3354838709683,3071.0516129032244,2622.732258064515,2916.0451612902998,3302.3870967742109,null,3458.6451612903174,3359.5451612903048,3662.7161290322529,3561.5354838709727,3264.9935483870845,3341.4290322580641,null,0,0,0,3127.4419354838715,3423.5774193548532,null,null,null,null,null,null,null,null,null,null,null,null,null,null,null,null,null,null,null,null,null,null,null,null,null,"2008-07-26",7,2008,"72008",573,537.16451612903415,414.90322580645079,374.99677419354924,235.16451612903228,344.28387096774412,301.62580645161381,245.80322580645122,212.21612903225778,138.5129032258061,260.69999999999891,304.16774193548423,358.90645161290308,0,0,0,115.93548387096762,162.51290322580692]
[null,null,null,"2008-07-30",7,2008,"72008",577,2704.3354838709679,3095.7870967741937,3075.4903225806434,2626.7064516129021,2918.7290322580411,3306.8774193548556,null,3463.7290322580602,3363.8290322580465,3669.1032258064461,3566.7870967741992,3268.8387096774072,3345.7258064516122,null,0,0,0,3132.4483870967756,3429.0354838709827,null,null,null,null,null,null,null,null,null,null,null,null,null,null,null,null,null,null,null,null,null,null,null,null,null,"2008-07-30",7,2008,"72008",577,550.31290322580821,424.98064516128943,382.51935483871051,240.31290322580645,352.69677419355065,310.64516129032347,253.48064516128989,219.0032258064513,142.02258064516093,268.69999999999891,313.39354838709716,369.86129032258054,0,0,0,119.98709677419343,167.2225806451618]
[null,null,null,"2008-08-08",8,2008,"82008",586,2707.9709677419364,3102.8354838709661,3082.3032258064482,2632.6548387096755,2923.9419354838469,3314.890322580663,null,3472.2258064516095,3371.0161290322417,3680.2483870967671,3576.1000000000058,3274.4451612903099,3352.3483870967721,null,0,0,0,3141.3387096774213,3439.483870967756,null,null,null,null,null,null,null,null,null,null,null,null,null,null,null,null,null,null,null,null,null,null,null,null,null,"2008-08-08",8,2008,"82008",586,575.56129032258241,443.57741935483773,398.85161290322668,251.17419354838702,367.70322580645399,329.05483870967817,267.19354838709648,229.29354838709637,149.40322580645125,283.62903225806349,333.3000000000003,391.67096774193533,0,0,0,126.72903225806442,174.7741935483875]
[null,null,null,"2008-08-17",8,2008,"82008",595,2711.4258064516148,3109.5129032258028,3088.7193548387045,2638.2290322580616,2929.0516129032012,3322.6419354838899,null,3480.3548387096748,3377.8967741935339,3690.9903225806365,3585.1000000000058,3279.6709677419221,3358.5903225806414,null,0,0,0,3149.9322580645185,3449.7032258064646,null,null,null,null,null,null,null,null,null,null,null,null,null,null,null,null,null,null,null,null,null,null,null,null,null,"2008-08-17",8,2008,"82008",595,600.26774193548567,461.6645161290312,415.10967741935576,261.94516129032246,382.21935483871215,347.2290322580651,280.46129032258057,238.96129032258014,156.71935483870931,298.17419354838614,353.10000000000019,413.12580645161268,0,0,0,133.17419354838702,181.94516129032286]
[null,null,null,"2008-08-27",8,2008,"82008",605,2715.2645161290352,3116.9322580645103,3095.8483870967671,2644.4225806451573,2934.7290322580393,3331.2548387096977,null,3489.3870967741918,3385.5419354838587,3702.9258064516025,3595.1000000000058,3285.4774193548246,3365.5258064516074,null,0,0,0,3159.4806451612931,3461.0580645161408,null,null,null,null,null,null,null,null,null,null,null,null,null,null,null,null,null,null,null,null,null,null,null,null,null,"2008-08-27",8,2008,"82008",605,627.71935483871152,481.7612903225795,433.17419354838808,273.91290322580625,398.34838709677678,367.4225806451617,295.20322580645177,249.703225806451,164.84838709677382,314.33548387096687,375.10000000000008,436.96451612903195,0,0,0,140.33548387096769,189.91290322580659]
[null,null,null,"2008-09-03",9,2008,"92008",612,2721.350000000004,3128.2699999999932,3105.8799999999924,2652.8299999999949,2943.2199999999743,3342.3700000000213,null,3501.6999999999989,3397.4399999999887,3715.9399999999882,3607.0300000000061,3294.2099999999859,3376.0299999999943,null,0,0,0,3171.2500000000032,3474.1000000000117,null,null,null,null,null,null,null,null,null,null,null,null,null,null,null,null,null,null,null,null,null,null,null,null,null,"2008-09-03",9,2008,"92008",612,641.180000000002,491.59999999999889,442.63000000000102,280.22999999999973,406.49000000000262,377.01000000000033,302.4700000000002,255.05999999999932,168.95999999999961,322.32999999999913,385.46999999999997,448.53999999999968,0,0,0,143.76999999999995,193.97000000000006]
[null,null,null,"2008-09-12",9,2008,"92008",621,2735.0000000000059,3153.3799999999928,3127.4199999999933,2670.6199999999931,2961.8799999999737,3365.3800000000228,null,3527.7999999999997,3423.9599999999891,3740.6599999999862,3630.820000000007,3313.4399999999869,3399.2199999999957,null,0,0,0,3195.100000000004,3499.6000000000131,null,null,null,null,null,null,null,null,null,null,null,null,null,null,null,null,null,null,null,null,null,null,null,null,null,"2008-09-12",9,2008,"92008",621,648.62000000000239,496.99999999999909,449.32000000000107,284.81999999999965,411.56000000000262,381.5400000000003,306.58000000000004,258.23999999999944,171.53999999999957,326.91999999999905,390.17999999999978,454.65999999999974,0,0,0,145.47999999999993,196.57999999999998]
[null,null,null,"2008-09-13",9,2008,"92008",622,2736.5166666666728,3156.1699999999928,3129.8133333333267,2672.5966666666595,2963.953333333307,3367.9366666666897,null,3530.7,3426.9066666666558,3743.4066666666527,3633.4633333333404,3315.5766666666536,3401.7966666666625,null,0,0,0,3197.7500000000041,3502.4333333333466,null,null,null,null,null,null,null,null,null,null,null,null,null,null,null,null,null,null,null,null,null,null,null,null,null,"2008-09-13",9,2008,"92008",622,649.4466666666691,497.59999999999911,450.06333333333441,285.32999999999964,412.12333333333595,382.04333333333363,307.03666666666669,258.59333333333279,171.82666666666623,327.42999999999904,390.70333333333309,455.33999999999975,0,0,0,145.66999999999993,196.86999999999998]
[null,null,null,"2008-09-25",9,2008,"92008",634,2754.7166666666753,3189.6499999999924,3158.5333333333278,2696.3166666666571,2988.8333333333062,3398.6166666666918,null,3565.5000000000009,3462.2666666666564,3776.36666666665,3665.1833333333416,3341.2166666666549,3432.7166666666644,null,0,0,0,3229.5500000000052,3536.4333333333484,null,null,null,null,null,null,null,null,null,null,null,null,null,null,null,null,null,null,null,null,null,null,null,null,null,"2008-09-25",9,2008,"92008",634,659.36666666666963,504.79999999999939,458.98333333333449,291.44999999999953,418.88333333333594,388.0833333333336,312.51666666666648,262.83333333333303,175.26666666666617,333.54999999999893,396.98333333333284,463.49999999999983,0,0,0,147.9499999999999,200.34999999999988]
[null,null,null,"2008-09-30",9,2008,"92008",639,2762.3000000000097,3203.5999999999922,3170.499999999995,2706.1999999999894,2999.1999999999725,3411.400000000026,null,3580.0000000000014,3476.99999999999,3790.0999999999822,3678.4000000000087,3351.8999999999887,3445.5999999999985,null,0,0,0,3242.8000000000056,3550.6000000000158,null,null,null,null,null,null,null,null,null,null,null,null,null,null,null,null,null,null,null,null,null,null,null,null,null,"2008-09-30",9,2008,"92008",639,663.50000000000318,507.7999999999995,462.70000000000118,293.99999999999949,421.7000000000026,390.60000000000025,314.79999999999973,264.5999999999998,176.69999999999948,336.09999999999889,399.5999999999994,466.89999999999986,0,0,0,148.89999999999989,201.79999999999984]
[null,null,null,"2008-10-09",10,2008,"102008",648,2805.9354838709787,3256.8451612903154,3217.7645161290293,2747.6580645161175,3045.4483870967456,3464.5000000000268,null,3636.5548387096806,3530.99999999999,3845.987096774174,3736.5225806451704,3401.8645161290206,3501.4580645161259,null,0,0,0,3289.3096774193591,3610.116129032273,null,null,null,null,null,null,null,null,null,null,null,null,null,null,null,null,null,null,null,null,null,null,null,null,null,"2008-10-09",10,2008,"102008",648,665.61935483871298,509.5999999999994,464.4419354838721,294.63870967741877,423.00645161290566,391.76129032258086,315.55483870967697,264.8903225806452,177.04838709677361,336.76774193548266,400.99354838709593,468.40967741935486,0,0,0,149.13225806451607,201.9161290322578]
[null,null,null,"2008-10-18",10,2008,"102008",657,2849.5709677419477,3310.0903225806387,3265.0290322580636,2789.1161290322457,3091.6967741935186,3517.6000000000276,null,3693.1096774193597,3584.99999999999,3901.8741935483658,3794.645161290332,3451.8290322580524,3557.3161290322532,null,0,0,0,3335.8193548387126,3669.6322580645301,null,null,null,null,null,null,null,null,null,null,null,null,null,null,null,null,null,null,null,null,null,null,null,null,null,"2008-10-18",10,2008,"102008",657,667.73870967742278,511.3999999999993,466.18387096774302,295.27741935483806,424.31290322580872,392.92258064516147,316.30967741935422,265.18064516129061,177.39677419354774,337.43548387096644,402.38709677419246,469.91935483870986,0,0,0,149.36451612903224,202.03225806451576]
[null,null,null,"2008-10-27",10,2008,"102008",666,2893.2064516129167,3363.335483870962,3312.2935483870979,2830.5741935483738,3137.9451612902917,3570.7000000000285,null,3749.6645161290389,3638.99999999999,3957.7612903225577,3852.7677419354936,3501.7935483870842,3613.1741935483806,null,0,0,0,3382.329032258066,3729.1483870967872,null,null,null,null,null,null,null,null,null,null,null,null,null,null,null,null,null,null,null,null,null,null,null,null,null,"2008-10-27",10,2008,"102008",666,669.85806451613257,513.19999999999948,467.92580645161394,295.91612903225734,425.61935483871179,394.08387096774209,317.06451612903146,265.47096774193602,177.74516129032187,338.10322580645021,403.78064516128899,471.42903225806486,0,0,0,149.59677419354841,202.14838709677372]
[null,null,null,"2008-11-04",11,2008,"112008",674,2942.973333333347,3419.2266666666619,3363.1000000000013,2876.1199999999872,3189.3533333333012,3628.6200000000285,null,3810.6800000000067,3698.3999999999896,4018.0933333333101,3915.1600000000094,3558.4933333333211,3673.2399999999925,null,0,0,0,3433.0000000000009,3791.3066666666796,null,null,null,null,null,null,null,null,null,null,null,null,null,null,null,null,null,null,null,null,null,null,null,null,null,"2008-11-04",11,2008,"112008",674,670.80000000000359,513.99999999999966,468.70000000000101,296.19999999999925,426.20000000000203,394.60000000000014,317.39999999999912,265.60000000000065,177.89999999999927,338.39999999999856,404.39999999999856,472.10000000000042,0,0,0,149.70000000000005,202.19999999999948]
[null,null,null,"2008-11-13",11,2008,"112008",683,3011.3133333333462,3491.7366666666635,3430.1499999999996,2937.139999999989,3258.7733333332994,3705.8400000000279,null,3891.4100000000049,3778.0499999999888,4097.9533333333111,3997.4200000000083,3636.1033333333221,3752.529999999992,null,0,0,0,3500.5000000000009,3871.6466666666802,null,null,null,null,null,null,null,null,null,null,null,null,null,null,null,null,null,null,null,null,null,null,null,null,null,"2008-11-13",11,2008,"112008",683,670.80000000000359,513.99999999999966,468.70000000000101,296.19999999999925,426.20000000000203,394.60000000000014,317.39999999999912,265.60000000000065,177.89999999999927,338.39999999999856,404.39999999999856,472.10000000000042,0,0,0,149.70000000000005,202.19999999999948]
[null,null,null,"2008-11-14",11,2008,"112008",684,3018.9066666666795,3499.7933333333303,3437.5999999999995,2943.9199999999892,3266.4866666666326,3714.4200000000278,null,3900.3800000000047,3786.8999999999887,4106.8266666666441,4006.5600000000081,3644.7266666666555,3761.339999999992,null,0,0,0,3508.0000000000009,3880.5733333333469,null,null,null,null,null,null,null,null,null,null,null,null,null,null,null,null,null,null,null,null,null,null,null,null,null,"2008-11-14",11,2008,"112008",684,670.80000000000359,513.99999999999966,468.70000000000101,296.19999999999925,426.20000000000203,394.60000000000014,317.39999999999912,265.60000000000065,177.89999999999927,338.39999999999856,404.39999999999856,472.10000000000042,0,0,0,149.70000000000005,202.19999999999948]
[null,null,null,"2008-11-25",11,2008,"112008",695,3102.4333333333452,3588.4166666666656,3519.5499999999975,3018.4999999999914,3351.3333333332971,3808.800000000027,null,3999.0500000000025,3884.2499999999877,4204.433333333307,4107.1000000000076,3739.5833333333235,3858.2499999999914,null,0,0,0,3590.5000000000009,3978.766666666681,null,null,null,null,null,null,null,null,null,null,null,null,null,null,null,null,null,null,null,null,null,null,null,null,null,"2008-11-25",11,2008,"112008",695,670.80000000000359,513.99999999999966,468.70000000000101,296.19999999999925,426.20000000000203,394.60000000000014,317.39999999999912,265.60000000000065,177.89999999999927,338.39999999999856,404.39999999999856,472.10000000000042,0,0,0,149.70000000000005,202.19999999999948]
[null,null,null,"2008-12-01",12,2008,"122008",701,3151.4161290322695,3640.764516129032,3568.2290322580611,3062.1419354838631,3401.4580645160918,3863.5193548387365,null,4056.7806451612919,3940.593548387084,4259.6999999999716,4165.467741935493,3794.8032258064422,3914.7580645161202,null,0,0,0,3638.267741935485,4034.6967741935632,null,null,null,null,null,null,null,null,null,null,null,null,null,null,null,null,null,null,null,null,null,null,null,null,null,"2008-12-01",12,2008,"122008",701,670.80000000000359,513.99999999999966,468.70000000000101,296.19999999999925,426.20000000000203,394.60000000000014,317.39999999999912,265.60000000000065,177.89999999999927,338.39999999999856,404.39999999999856,472.10000000000042,0,0,0,149.70000000000005,202.19999999999948]
[null,null,null,"2008-12-10",12,2008,"122008",710,3250.561290322592,3749.3451612903218,3671.0903225806424,3149.8193548386998,3505.4806451612526,3969.8935483871251,null,4172.706451612903,4049.4354838709542,4357.7999999999683,4279.4774193548465,3903.7322580645059,4026.8806451612818,null,0,0,0,3730.6774193548417,4136.367741935499,null,null,null,null,null,null,null,null,null,null,null,null,null,null,null,null,null,null,null,null,null,null,null,null,null,"2008-12-10",12,2008,"122008",710,670.80000000000359,513.99999999999966,468.70000000000101,296.19999999999925,426.20000000000203,394.60000000000014,317.39999999999912,265.60000000000065,177.89999999999927,338.39999999999856,404.39999999999856,472.10000000000042,0,0,0,149.70000000000005,202.19999999999948]
[null,null,null,"2008-12-19",12,2008,"122008",719,3349.7064516129144,3857.9258064516116,3773.9516129032236,3237.4967741935366,3609.5032258064134,4076.2677419355136,null,4288.6322580645128,4158.2774193548266,4455.8999999999651,4393.4870967741999,4012.6612903225696,4139.0032258064421,null,0,0,0,3823.0870967741985,4238.0387096774321,null,null,null,null,null,null,null,null,null,null,null,null,null,null,null,null,null,null,null,null,null,null,null,null,null,"2008-12-19",12,2008,"122008",719,670.80000000000359,513.99999999999966,468.70000000000101,296.19999999999925,426.20000000000203,394.60000000000014,317.39999999999912,265.60000000000065,177.89999999999927,338.39999999999856,404.39999999999856,472.10000000000042,0,0,0,149.70000000000005,202.19999999999948]
[null,null,null,"2008-12-28",12,2008,"122008",728,3448.8516129032369,3966.5064516129014,3876.8129032258048,3325.1741935483733,3713.5258064515742,4182.6419354839018,null,4404.5580645161226,4267.1193548387009,4553.9999999999618,4507.4967741935534,4121.5903225806333,4251.1258064515996,null,0,0,0,3915.4967741935552,4339.7096774193651,null,null,null,null,null,null,null,null,null,null,null,null,null,null,null,null,null,null,null,null,null,null,null,null,null,"2008-12-28",12,2008,"122008",728,670.80000000000359,513.99999999999966,468.70000000000101,296.19999999999925,426.20000000000203,394.60000000000014,317.39999999999912,265.60000000000065,177.89999999999927,338.39999999999856,404.39999999999856,472.10000000000042,0,0,0,149.70000000000005,202.19999999999948]
[null,null,null,"2009-01-02",1,2009,"12009",733,3505.8548387096885,4028.8999999999978,3934.5774193548368,3375.0967741935342,3771.6258064515737,4243.3451612903536,null,4468.361290322574,4326.3870967741859,4610.4935483870577,4570.5064516129087,4182.6870967741806,4314.4999999999854,null,0,0,0,3968.8225806451692,4396.9225806451705,null,null,null,null,null,null,null,null,null,null,null,null,null,null,null,null,null,null,null,null,null,null,null,null,null,"2009-01-02",1,2009,"12009",733,670.80000000000359,513.99999999999966,468.70000000000101,296.19999999999925,426.20000000000203,394.60000000000014,317.39999999999912,265.60000000000065,177.89999999999927,338.39999999999856,404.39999999999856,472.10000000000042,0,0,0,149.70000000000005,202.19999999999948]
[null,null,null,"2009-01-14",1,2009,"12009",745,3649.5838709677532,4186.0999999999995,4075.4419354838665,3499.2774193548262,3912.1806451612488,4394.8161290322878,null,4619.3290322580624,4464.3096774193473,4753.2548387096394,4720.5451612903335,4331.4096774193376,4470.4999999999854,null,0,0,0,4103.9580645161395,4536.8580645161364,null,null,null,null,null,null,null,null,null,null,null,null,null,null,null,null,null,null,null,null,null,null,null,null,null,"2009-01-14",1,2009,"12009",745,670.80000000000359,513.99999999999966,468.70000000000101,296.19999999999925,426.20000000000203,394.60000000000014,317.39999999999912,265.60000000000065,177.89999999999927,338.39999999999856,404.39999999999856,472.10000000000042,0,0,0,149.70000000000005,202.19999999999948]
[null,null,null,"2009-01-15",1,2009,"12009",746,3661.561290322592,4199.2,4087.1806451612856,3509.6258064516005,3923.893548387055,4407.438709677449,null,4631.9096774193531,4475.8032258064441,4765.1516129031879,4733.0483870967855,4343.8032258064341,4483.4999999999854,null,0,0,0,4115.2193548387204,4548.5193548387169,null,null,null,null,null,null,null,null,null,null,null,null,null,null,null,null,null,null,null,null,null,null,null,null,null,"2009-01-15",1,2009,"12009",746,670.80000000000359,513.99999999999966,468.70000000000101,296.19999999999925,426.20000000000203,394.60000000000014,317.39999999999912,265.60000000000065,177.89999999999927,338.39999999999856,404.39999999999856,472.10000000000042,0,0,0,149.70000000000005,202.19999999999948]
[null,null,null,"2009-01-24",1,2009,"12009",755,3769.3580645161405,4317.1000000000031,4192.8290322580579,3602.7612903225695,4029.3096774193114,4521.0419354838996,null,4745.1354838709694,4579.2451612903151,4872.2225806451243,4845.5774193548541,4455.3451612903018,4600.4999999999854,null,0,0,0,4216.5709677419482,4653.4709677419414,null,null,null,null,null,null,null,null,null,null,null,null,null,null,null,null,null,null,null,null,null,null,null,null,null,"2009-01-24",1,2009,"12009",755,670.80000000000359,513.99999999999966,468.70000000000101,296.19999999999925,426.20000000000203,394.60000000000014,317.39999999999912,265.60000000000065,177.89999999999927,338.39999999999856,404.39999999999856,472.10000000000042,0,0,0,149.70000000000005,202.19999999999948]
[null,null,null,"2009-02-03",2,2009,"22009",765,3884.8071428571543,4441.9285714285779,4306.9714285714217,3705.2321428571322,4144.3214285713839,4643.3321428571708,null,4867.9142857142897,4693.2357142857072,4987.1714285713924,4966.7535714285887,4576.7607142856914,4725.6785714285561,null,0,0,0,4328.0785714285848,4766.6642857142897,null,null,null,null,null,null,null,null,null,null,null,null,null,null,null,null,null,null,null,null,null,null,null,null,null,"2009-02-03",2,2009,"22009",765,670.80000000000359,513.99999999999966,468.70000000000101,296.19999999999925,426.20000000000203,394.60000000000014,317.39999999999912,265.60000000000065,177.89999999999927,338.39999999999856,404.39999999999856,472.10000000000042,0,0,0,149.70000000000005,202.19999999999948]
[null,null,null,"2009-02-10",2,2009,"22009",772,3958.5571428571538,4519.2285714285799,4381.5714285714248,3775.3071428571311,4221.3714285713831,4722.5071428571709,null,4948.9142857142888,4771.4857142857081,5061.071428571393,5045.2785714285856,4657.6357142856923,4805.4285714285543,null,0,0,0,4404.328571428583,4840.3142857142875,null,null,null,null,null,null,null,null,null,null,null,null,null,null,null,null,null,null,null,null,null,null,null,null,null,"2009-02-10",2,2009,"22009",772,670.80000000000359,513.99999999999966,468.70000000000101,296.19999999999925,426.20000000000203,394.60000000000014,317.39999999999912,265.60000000000065,177.89999999999927,338.39999999999856,404.39999999999856,472.10000000000042,0,0,0,149.70000000000005,202.19999999999948]
[null,null,null,"2009-02-19",2,2009,"22009",781,4053.3785714285818,4618.6142857142968,4477.4857142857145,3865.4035714285583,4320.4357142856679,4824.3035714285998,null,5053.0571428571448,4872.0928571428522,5156.0857142856794,5146.2392857142959,4761.6178571428363,4907.9642857142662,null,0,0,0,4502.364285714295,4935.0071428571418,null,null,null,null,null,null,null,null,null,null,null,null,null,null,null,null,null,null,null,null,null,null,null,null,null,"2009-02-19",2,2009,"22009",781,670.80000000000359,513.99999999999966,468.70000000000101,296.19999999999925,426.20000000000203,394.60000000000014,317.39999999999912,265.60000000000065,177.89999999999927,338.39999999999856,404.39999999999856,472.10000000000042,0,0,0,149.70000000000005,202.19999999999948]
[null,null,null,"2009-02-28",2,2009,"22009",790,4148.2000000000116,4718.0000000000136,4573.4000000000042,3955.4999999999854,4419.4999999999527,4926.1000000000286,null,5157.2000000000007,4972.6999999999962,5251.0999999999658,5247.2000000000062,4865.5999999999804,5010.4999999999782,null,0,0,0,4600.4000000000069,5029.6999999999962,null,null,null,null,null,null,null,null,null,null,null,null,null,null,null,null,null,null,null,null,null,null,null,null,null,"2009-02-28",2,2009,"22009",790,670.80000000000359,513.99999999999966,468.70000000000101,296.19999999999925,426.20000000000203,394.60000000000014,317.39999999999912,265.60000000000065,177.89999999999927,338.39999999999856,404.39999999999856,472.10000000000042,0,0,0,149.70000000000005,202.19999999999948]
[null,null,null,"2009-03-04",3,2009,"32009",794,4177.7741935483973,4751.3677419354963,4608.0193548387133,3985.7838709677271,4451.7709677418898,4959.4806451613194,null,5194.2193548387113,5005.0870967741894,5286.0806451612552,5281.2000000000062,4899.1225806451403,5046.461290322557,null,0,0,0,4634.6451612903311,5065.2225806451561,null,null,null,null,null,null,null,null,null,null,null,null,null,null,null,null,null,null,null,null,null,null,null,null,null,"2009-03-04",3,2009,"32009",794,670.85161290322935,514.03870967741898,468.71290322580745,296.19999999999925,426.20000000000203,394.60000000000014,317.39999999999912,265.60000000000065,177.91290322580571,338.43870967741788,404.39999999999856,472.10000000000042,0,0,0,149.73870967741937,202.19999999999948]
[null,null,null,"2009-03-17",3,2009,"32009",807,4273.8903225806507,4859.8129032258148,4720.5322580645179,4084.2064516128876,4556.6516129031852,5067.9677419355148,null,5314.5322580645206,5110.3451612903173,5399.7677419354459,5391.7000000000062,5008.07096774191,5163.3354838709383,null,0,0,0,4745.9419354838847,5180.6709677419258,null,null,null,null,null,null,null,null,null,null,null,null,null,null,null,null,null,null,null,null,null,null,null,null,null,"2009-03-17",3,2009,"32009",807,671.01935483871307,514.16451612903177,468.75483870967838,296.19999999999925,426.20000000000203,394.60000000000014,317.39999999999912,265.60000000000065,177.95483870967664,338.56451612903066,404.39999999999856,472.10000000000042,0,0,0,149.86451612903215,202.19999999999948]
[null,null,null,"2009-03-18",3,2009,"32009",808,4281.2838709677471,4868.1548387096855,4729.1870967741952,4091.777419354823,4564.7193548386695,5076.3129032258375,null,5323.7870967741983,5118.4419354838656,5408.5129032257682,5400.2000000000062,5016.4516129031999,5172.325806451583,null,0,0,0,4754.5032258064657,5189.5516129032158,null,null,null,null,null,null,null,null,null,null,null,null,null,null,null,null,null,null,null,null,null,null,null,null,null,"2009-03-18",3,2009,"32009",808,671.03225806451951,514.1741935483866,468.75806451612999,296.19999999999925,426.20000000000203,394.60000000000014,317.39999999999912,265.60000000000065,177.95806451612825,338.57419354838549,404.39999999999856,472.10000000000042,0,0,0,149.87419354838698,202.19999999999948]
[null,null,null,"2009-03-27",3,2009,"32009",817,4347.8258064516149,4943.2322580645214,4807.0806451612907,4159.9161290322418,4637.3290322580278,5151.419354838742,null,5407.0806451612971,5191.3129032258003,5487.2193548386695,5476.7000000000062,5091.8774193548097,5253.2387096773855,null,0,0,0,4831.5548387096951,5269.4774193548255,null,null,null,null,null,null,null,null,null,null,null,null,null,null,null,null,null,null,null,null,null,null,null,null,null,"2009-03-27",3,2009,"32009",817,671.14838709677747,514.26129032258007,468.78709677419448,296.19999999999925,426.20000000000203,394.60000000000014,317.39999999999912,265.60000000000065,177.98709677419274,338.66129032257896,404.39999999999856,472.10000000000042,0,0,0,149.96129032258045,202.19999999999948]
[null,null,null,"2009-04-05",4,2009,"42009",826,4398.8166666666693,5003.183333333337,4868.4833333333327,4218.9999999999845,4694.0999999999631,5213.1500000000333,null,5472.6666666666733,5253.3666666666604,5558.7333333332908,5543.2333333333418,5153.9499999999698,5314.5333333332974,null,0,0,0,4898.1500000000206,5336.7333333333172,null,null,null,null,null,null,null,null,null,null,null,null,null,null,null,null,null,null,null,null,null,null,null,null,null,"2009-04-05",4,2009,"42009",826,672.98333333333665,515.89999999999964,469.38333333333429,296.2499999999992,426.5833333333353,395.18333333333351,317.88333333333259,265.98333333333392,178.03333333333248,339.44999999999817,405.19999999999868,473.48333333333363,0,0,0,149.99999999999977,202.34999999999948]
[null,null,null,"2009-04-13",{"$f":"MONTH(D953)","v":4},{"$f":"YEAR(D953)","v":2009},{"$f":"E953&F953","v":"42009"},834,{"$f":"SUMIF($AF$268:$AF$411,$G953,AG$268:AG$411)+I952","v":4433.0833333333394},{"$f":"SUMIF($AF$268:$AF$411,$G953,AH$268:AH$411)+J952","v":5045.7166666666699},{"$f":"SUMIF($AF$268:$AF$411,$G953,AI$268:AI$411)+K952","v":4911.3366666666652},{"$f":"SUMIF($AF$268:$AF$411,$G953,AJ$268:AJ$411)+L952","v":4265.0799999999863},{"$f":"SUMIF($AF$268:$AF$411,$G953,AK$268:AK$411)+M952","v":4733.2999999999602},{"$f":"SUMIF($AF$268:$AF$411,$G953,AL$268:AL$411)+N952","v":5258.5100000000339},null,{"$f":"SUMIF($AF$268:$AF$411,$G953,AM$268:AM$411)+P952","v":5518.3733333333385},{"$f":"SUMIF($AF$268:$AF$411,$G953,AN$268:AN$411)+Q952","v":5300.8333333333276},{"$f":"SUMIF($AF$268:$AF$411,$G953,AO$268:AO$411)+R952","v":5617.1866666666219},{"$f":"SUMIF($AF$268:$AF$411,$G953,AP$268:AP$411)+S952","v":5595.2866666666787},{"$f":"SUMIF($AF$268:$AF$411,$G953,AQ$268:AQ$411)+T952","v":5199.6299999999701},{"$f":"SUMIF($AF$268:$AF$411,$G953,AR$268:AR$411)+U952","v":5355.0666666666302},null,{"$f":"SUMIF($AF$268:$AF$411,$G953,AS$268:AS$411)+W952","v":0},{"$f":"SUMIF($AF$268:$AF$411,$G953,AT$268:AT$411)+X952","v":0},{"$f":"SUMIF($AF$268:$AF$411,$G953,AU$268:AU$411)+Y952","v":0},{"$f":"SUMIF($AF$268:$AF$411,$G953,AV$268:AV$411)+Z952","v":4949.9100000000226},{"$f":"SUMIF($AF$268:$AF$411,$G953,AW$268:AW$411)+AA952","v":5387.506666666648},null,null,null,null,null,null,null,null,null,null,null,null,null,null,null,null,null,null,null,null,null,null,null,null,null,"2009-04-13",{"$f":"MONTH(BA953)","v":4},{"$f":"YEAR(BA953)","v":2009},{"$f":"BB953&BC953","v":"42009"},834,{"$f":"SUMIF($AF$268:$AF$411,$G953,CB$441:CB$522)+BF952","v":675.83666666667011},{"$f":"SUMIF($AF$268:$AF$411,$G953,CC$441:CC$522)+BG952","v":518.46},{"$f":"SUMIF($AF$268:$AF$411,$G953,CD$441:CD$522)+BH952","v":470.31666666666769},{"$f":"SUMIF($AF$268:$AF$411,$G953,CE$441:CE$522)+BI952","v":296.32999999999913},{"$f":"SUMIF($AF$268:$AF$411,$G953,CF$441:CF$522)+BJ952","v":427.19666666666853},{"$f":"SUMIF($AF$268:$AF$411,$G953,CG$441:CG$522)+BK952","v":396.1166666666669},{"$f":"SUMIF($AF$268:$AF$411,$G953,CH$441:CH$522)+BL952","v":318.65666666666613},{"$f":"SUMIF($AF$268:$AF$411,$G953,CI$441:CI$522)+BM952","v":266.59666666666715},{"$f":"SUMIF($AF$268:$AF$411,$G953,CJ$441:CJ$522)+BN952","v":178.08666666666576},{"$f":"SUMIF($AF$268:$AF$411,$G953,CK$441:CK$522)+BO952","v":340.64999999999799},{"$f":"SUMIF($AF$268:$AF$411,$G953,CL$441:CL$522)+BP952","v":406.47999999999888},{"$f":"SUMIF($AF$268:$AF$411,$G953,CM$441:CM$522)+BQ952","v":475.69666666666677},{"$f":"SUMIF($AF$268:$AF$411,$G953,CN$441:CN$522)+BR952","v":0},{"$f":"SUMIF($AF$268:$AF$411,$G953,CO$441:CO$522)+BS952","v":0},{"$f":"SUMIF($AF$268:$AF$411,$G953,CP$441:CP$522)+BT952","v":0},{"$f":"SUMIF($AF$268:$AF$411,$G953,CQ$441:CQ$522)+BU952","v":149.99999999999977},{"$f":"SUMIF($AF$268:$AF$411,$G953,CR$441:CR$522)+BV952","v":202.58999999999949}]
[null,null,null,"2009-04-22",4,2009,"42009",843,4471.6333333333432,5093.5666666666693,4959.5466666666644,4316.9199999999882,4777.3999999999569,5309.5400000000345,null,5569.7933333333367,5354.2333333333281,5682.9466666666194,5653.8466666666827,5251.0199999999704,5400.6666666666297,null,0,0,0,5008.1400000000249,5444.6266666666452,null,null,null,null,null,null,null,null,null,null,null,null,null,null,null,null,null,null,null,null,null,null,null,null,null,"2009-04-22",4,2009,"42009",843,679.04666666667026,521.34000000000049,471.36666666666775,296.41999999999905,427.88666666666842,397.16666666666697,319.52666666666636,267.28666666666703,178.14666666666571,341.99999999999778,407.91999999999911,478.18666666666655,0,0,0,149.99999999999977,202.8599999999995]
[null,null,null,"2009-05-01",5,2009,"52009",852,4508.3838709677548,5139.7032258064537,5005.8774193548352,4366.8419354838607,4820.0677419354379,5358.7806451613251,null,5619.6580645161312,5406.0645161290277,5746.1387096773697,5710.2903225806649,5300.3580645161001,5444.419354838672,null,0,0,0,5064.5064516129305,5499.8741935483631,null,null,null,null,null,null,null,null,null,null,null,null,null,null,null,null,null,null,null,null,null,null,null,null,null,"2009-05-01",5,2009,"52009",852,683.03870967742307,524.6225806451622,472.96451612903343,296.80967741935382,429.04838709677585,398.62258064516163,320.674193548387,268.25161290322609,178.37096774193446,343.64838709677178,409.68709677419287,481.07096774193519,0,0,0,150.21935483870945,203.30967741935436]
[null,null,null,"2009-05-04",5,2009,"52009",855,4515.8354838709793,5150.5129032258083,5016.30967741935,4378.3677419354726,4830.4709677418896,5370.422580645195,null,5632.1322580645192,5419.1580645161248,5760.3548387096271,5723.4612903226007,5311.3322580644881,5454.0774193548004,null,0,0,0,5078.3258064516413,5513.2967741935245,null,null,null,null,null,null,null,null,null,null,null,null,null,null,null,null,null,null,null,null,null,null,null,null,null,"2009-05-04",5,2009,"52009",855,686.4548387096811,526.79032258064615,474.95806451613026,297.73870967741834,430.69354838709847,400.19032258064544,321.79677419354829,269.30645161290357,178.88387096774088,344.99354838709434,411.14838709677355,483.08387096774169,0,0,0,150.87741935483848,203.9387096774189]
[null,null,null,"2009-05-18",5,2009,"52009",869,4550.6096774193602,5200.9580645161295,5064.9935483870859,4432.1548387096618,4879.0193548386642,5424.7516129032547,null,5690.34516129033,5480.2612903225781,5826.696774193495,5784.9258064516343,5362.5451612902989,5499.1483870967331,null,0,0,0,5142.8161290322914,5575.9354838709442,null,null,null,null,null,null,null,null,null,null,null,null,null,null,null,null,null,null,null,null,null,null,null,null,null,"2009-05-18",5,2009,"52009",869,702.39677419355189,536.90645161290456,484.26129032258217,302.07419354838612,438.37096774193736,407.50645161290322,327.03548387096765,274.22903225806516,181.27741935483746,351.27096774193291,417.96774193548339,492.47741935483867,0,0,0,153.94838709677396,206.87419354838676]
[null,null,null,"2009-05-19",5,2009,"52009",870,4553.0935483871017,5204.561290322581,5068.4709677419241,4435.9967741935325,4882.4870967741481,5428.6322580645447,null,5694.5032258064593,5484.6258064516105,5831.4354838709141,5789.3161290322796,5366.2032258064282,5502.3677419354426,null,0,0,0,5147.422580645195,5580.4096774193313,null,null,null,null,null,null,null,null,null,null,null,null,null,null,null,null,null,null,null,null,null,null,null,null,null,"2009-05-19",5,2009,"52009",870,703.53548387097123,537.62903225806588,484.92580645161445,302.38387096774096,438.91935483871157,408.02903225806449,327.40967741935475,274.58064516129099,181.44838709677293,351.71935483870709,418.45483870967695,493.14838709677417,0,0,0,154.16774193548363,207.0838709677416]
[null,null,null,"2009-05-28",5,2009,"52009",879,4575.4483870967751,5236.9903225806447,5099.7677419354686,4470.5741935483684,4913.6967741935032,5463.5580645161544,null,5731.9258064516234,5523.9064516129019,5874.0838709676864,5828.829032258087,5399.1258064515923,5531.3419354838279,null,0,0,0,5188.8806451613273,5620.6774193548154,null,null,null,null,null,null,null,null,null,null,null,null,null,null,null,null,null,null,null,null,null,null,null,null,null,"2009-05-28",5,2009,"52009",879,713.78387096774532,544.13225806451771,490.90645161290496,305.17096774193453,443.85483870967943,412.73225806451592,330.77741935483863,277.74516129032344,182.98709677419217,355.75483870967474,422.83870967741899,499.18709677419366,0,0,0,156.14193548387072,208.97096774193523]
[null,null,null,"2009-06-05",6,2009,"62009",887,4588.95,5258.1666666666679,5119.0999999999822,4490.1833333333143,4931.0999999999531,5486.850000000024,null,5757.1166666666768,5549.8999999999987,5902.3833333332768,5855.5833333333539,5420.8666666666486,5550.8333333332876,null,0,0,0,5213.650000000036,5646.3833333333114,null,null,null,null,null,null,null,null,null,null,null,null,null,null,null,null,null,null,null,null,null,null,null,null,null,"2009-06-05",6,2009,"62009",887,731.76666666666983,557.4666666666684,502.71666666666835,313.06666666666564,456.31666666666882,422.43333333333305,339.63333333333333,286.60000000000093,185.54999999999856,363.66666666666396,431.43333333333305,509.75000000000006,0,0,0,162.38333333333313,216.11666666666648]
[null,null,null,"2009-06-14",6,2009,"62009",896,4599.84,5276.8266666666714,5135.1199999999799,4504.7333333333154,4943.6999999999498,5507.8200000000234,null,5780.0066666666744,5573.1199999999981,5927.7333333332763,5880.0333333333501,5440.2466666666514,5568.5333333332837,null,0,0,0,5233.3600000000324,5668.4933333333138,null,null,null,null,null,null,null,null,null,null,null,null,null,null,null,null,null,null,null,null,null,null,null,null,null,"2009-06-14",6,2009,"62009",896,757.98666666666952,577.56666666666854,520.38666666666836,325.60666666666549,475.78666666666902,437.07333333333304,353.55333333333346,300.64000000000095,189.23999999999853,375.48666666666395,444.27333333333314,525.14000000000033,0,0,0,172.4333333333332,227.84666666666655]
[null,null,null,"2009-06-23",6,2009,"62009",905,4610.7300000000005,5295.4866666666749,5151.1399999999776,4519.2833333333165,4956.2999999999465,5528.7900000000227,null,5802.896666666672,5596.3399999999974,5953.0833333332757,5904.4833333333463,5459.6266666666543,5586.2333333332799,null,0,0,0,5253.0700000000288,5690.6033333333162,null,null,null,null,null,null,null,null,null,null,null,null,null,null,null,null,null,null,null,null,null,null,null,null,null,"2009-06-23",6,2009,"62009",905,784.20666666666921,597.66666666666868,538.05666666666866,338.14666666666534,495.25666666666922,451.71333333333303,367.47333333333358,314.68000000000097,192.9299999999985,387.30666666666394,457.11333333333323,540.53000000000065,0,0,0,182.48333333333326,239.57666666666663]
[null,null,null,"2009-07-02",7,2009,"72009",914,4620.2193548387113,5311.7806451613014,5164.7096774193315,4531.7096774193396,4967.3322580644599,5547.3709677419574,null,5823.0354838709709,5616.5935483870935,5975.2645161289738,5926.177419354849,5476.3387096774095,5601.8322580644599,null,0,0,0,5270.722580645187,5710.1354838709522,null,null,null,null,null,null,null,null,null,null,null,null,null,null,null,null,null,null,null,null,null,null,null,null,null,"2009-07-02",7,2009,"72009",914,811.23225806451853,618.34516129032465,555.70967741935715,350.69354838709529,514.36129032258339,467.01612903225771,381.57741935483904,328.6645161290333,198.25161290322427,399.7580645161263,471.27419354838702,557.57741935483955,0,0,0,192.13225806451609,251.10645161290324]
[null,null,null,"2009-07-11",7,2009,"72009",923,4624.8064516129089,5319.7935483871088,5169.7032258064319,4536.7032258064401,4972.8774193547815,5557.590322580666,null,5833.5451612903244,5626.4645161290282,5986.3548387096171,5938.2258064516245,5483.7129032257981,5610.0774193547832,null,0,0,0,5281.1741935484115,5720.6451612903056,null,null,null,null,null,null,null,null,null,null,null,null,null,null,null,null,null,null,null,null,null,null,null,null,null,"2009-07-11",7,2009,"72009",923,841.0774193548416,641.04838709677608,573.30322580645429,363.2645161290306,532.18709677419645,484.63870967741883,396.32580645161312,342.45483870967871,209.28387096774034,414.41935483870691,490.05806451612875,580.42580645161343,0,0,0,200.37741935483859,261.93548387096763]
[null,null,null,"2009-07-19",7,2009,"72009",931,4628.8838709677511,5326.9161290322709,5174.1419354838545,4541.1419354838627,4977.8064516128452,5566.6741935484069,null,5842.8870967741941,5635.2387096774146,5996.2129032257444,5948.9354838709805,5490.2677419354768,5617.4064516128483,null,0,0,0,5290.4645161290555,5729.9870967741754,null,null,null,null,null,null,null,null,null,null,null,null,null,null,null,null,null,null,null,null,null,null,null,null,null,"2009-07-19",7,2009,"72009",931,867.60645161290654,661.22903225806624,588.94193548387398,374.43870967741753,548.03225806451917,500.30322580645094,409.43548387096786,354.71290322580796,219.09032258064352,427.45161290322301,506.75483870967696,600.73548387096798,0,0,0,207.70645161290304,271.56129032258042]
[null,null,null,"2009-07-20",7,2009,"72009",932,4629.3935483871064,5327.8064516129161,5174.6967741935323,4541.6967741935405,4978.4225806451032,5567.8096774193746,null,5844.0548387096778,5636.3354838709629,5997.4451612902603,5950.2741935484,5491.0870967741866,5618.3225806451064,null,0,0,0,5291.625806451636,5731.1548387096591,null,null,null,null,null,null,null,null,null,null,null,null,null,null,null,null,null,null,null,null,null,null,null,null,null,"2009-07-20",7,2009,"72009",932,870.92258064516466,663.75161290322751,590.89677419355144,375.8354838709659,550.01290322580951,502.26129032257995,411.0741935483872,356.24516129032412,220.31612903225641,429.08064516128752,508.84193548387049,603.2741935483873,0,0,0,208.62258064516109,272.76451612903202]
[null,null,null,"2009-07-29",7,2009,"72009",941,4633.980645161304,5335.8193548387235,5179.6903225806327,4546.6903225806409,4983.9677419354248,5578.0290322580831,null,5854.5645161290313,5646.2064516128976,6008.5354838709036,5962.3225806451755,5498.4612903225752,5626.5677419354297,null,0,0,0,5302.0774193548605,5741.6645161290126,null,null,null,null,null,null,null,null,null,null,null,null,null,null,null,null,null,null,null,null,null,null,null,null,null,"2009-07-29",7,2009,"72009",941,900.76774193548772,686.45483870967894,608.49032258064858,388.40645161290121,567.83870967742257,519.88387096774136,425.82258064516128,370.03548387096953,231.34838709677248,443.74193548386813,527.62580645161268,626.12258064516118,0,0,0,216.86774193548359,283.5935483870964]
[null,null,null,"2009-08-05",8,2009,"82009",948,4637.0000000000127,5343.0193548387233,5185.7516129032119,4550.9290322580628,4988.11935483865,5585.2032258064701,null,5862.5290322580649,5653.0612903225729,6016.2258064515481,5970.1129032258232,5503.9709677419314,5632.0451612902698,null,0,0,0,5309.6903225806664,5750.4999999999809,null,null,null,null,null,null,null,null,null,null,null,null,null,null,null,null,null,null,null,null,null,null,null,null,null,"2009-08-05",8,2009,"82009",948,926.91612903226189,705.87096774193697,623.65806451613253,398.37741935483666,581.8161290322613,535.20322580645097,437.68064516129016,379.50322580645332,241.62258064515956,456.62903225806173,544.36451612903204,648.07096774193531,0,0,0,223.40967741935452,290.61290322580612]
[null,null,null,"2009-08-15",8,2009,"82009",958,4641.0000000000091,5353.8580645161419,5195.6548387096591,4557.1870967741952,4993.9580645160686,5595.0096774193735,null,5873.7870967741974,5662.3838709677302,6026.6774193547735,5980.3387096774404,5511.7129032258044,5639.3354838709174,null,0,0,0,5320.2709677419562,5763.4999999999827,null,null,null,null,null,null,null,null,null,null,null,null,null,null,null,null,null,null,null,null,null,null,null,null,null,"2009-08-15",8,2009,"82009",958,965.94838709677776,734.61290322580794,646.17419354839058,412.7322580645141,601.8483870967774,558.00967741935392,454.84193548387054,392.30967741935626,257.26774193548215,475.88709677419087,569.49354838709644,681.81290322580628,0,0,0,232.82903225806416,299.83870967741916]
[null,null,null,"2009-08-24",8,2009,"82009",967,4644.6000000000058,5363.6129032258186,5204.5677419354615,4562.8193548387144,4999.2129032257453,5603.8354838709865,null,5883.9193548387166,5670.7741935483718,6036.0838709676764,5989.5419354838959,5518.6806451612902,5645.8967741935003,null,0,0,0,5329.793548387117,5775.1999999999844,null,null,null,null,null,null,null,null,null,null,null,null,null,null,null,null,null,null,null,null,null,null,null,null,null,"2009-08-24",8,2009,"82009",967,1001.077419354842,760.48064516129182,666.43870967742282,425.65161290322379,619.87741935484189,578.53548387096657,470.28709677419289,403.83548387096891,271.34838709677246,493.21935483870709,592.1096774193544,712.18064516129016,0,0,0,241.30645161290283,308.1419354838709]
[null,null,null,"2009-09-02",9,2009,"92009",976,4649.720000000003,5374.8666666666777,5215.7266666666419,4570.2200000000075,5006.4466666666058,5615.0733333333519,null,5896.9666666666753,5682.1266666666479,6048.186666666601,6001.5600000000286,5527.5400000000018,5654.9999999999536,null,0,0,0,5341.7266666666865,5789.5733333333183,null,null,null,null,null,null,null,null,null,null,null,null,null,null,null,null,null,null,null,null,null,null,null,null,null,"2009-09-02",9,2009,"92009",976,1031.8333333333367,783.47333333333472,684.80000000000337,437.25333333333128,635.90000000000316,596.3666666666652,483.42666666666582,413.62000000000103,283.38666666666495,508.31999999999749,611.54666666666606,738.61999999999978,0,0,0,248.21999999999957,315.27999999999997]
[null,null,null,"2009-09-10",9,2009,"92009",984,4659.0000000000018,5389.5333333333419,5232.6333333333114,4582.3000000000093,5019.0333333332756,5632.5666666666839,null,5917.6333333333396,5701.4333333333116,6067.3333333332685,6021.0000000000309,5541.3000000000038,5670.9999999999536,null,0,0,0,5359.833333333353,5810.6666666666488,null,null,null,null,null,null,null,null,null,null,null,null,null,null,null,null,null,null,null,null,null,null,null,null,null,"2009-09-10",9,2009,"92009",984,1045.5666666666702,794.96666666666761,695.200000000003,443.46666666666442,643.90000000000316,603.83333333333144,487.93333333333248,416.90000000000123,287.73333333333176,514.79999999999734,618.93333333333237,749.89999999999952,0,0,0,249.49999999999955,317.99999999999977]
[null,null,null,"2009-09-19",9,2009,"92009",993,4669.4400000000005,5406.0333333333392,5251.6533333333145,4595.8900000000112,5033.193333333279,5652.2466666666824,null,5940.8833333333369,5723.1533333333082,6088.8733333332693,6042.8700000000335,5556.7800000000061,5688.9999999999536,null,0,0,0,5380.2033333333529,5834.3966666666456,null,null,null,null,null,null,null,null,null,null,null,null,null,null,null,null,null,null,null,null,null,null,null,null,null,"2009-09-19",9,2009,"92009",993,1061.0166666666705,807.8966666666671,706.90000000000259,450.4566666666642,652.90000000000316,612.23333333333096,493.00333333333248,420.59000000000145,292.62333333333191,522.08999999999685,627.24333333333198,762.58999999999924,0,0,0,250.93999999999951,321.05999999999955]
[null,null,null,"2009-09-20",9,2009,"92009",994,4670.6000000000004,5407.8666666666722,5253.7666666666482,4597.4000000000115,5034.7666666666128,5654.4333333333489,null,5943.4666666666699,5725.5666666666411,6091.2666666666028,6045.3000000000338,5558.5000000000064,5690.9999999999536,null,0,0,0,5382.4666666666863,5837.0333333333119,null,null,null,null,null,null,null,null,null,null,null,null,null,null,null,null,null,null,null,null,null,null,null,null,null,"2009-09-20",9,2009,"92009",994,1062.7333333333372,809.33333333333371,708.20000000000255,451.23333333333085,653.90000000000316,613.16666666666424,493.56666666666581,421.00000000000148,293.16666666666526,522.89999999999679,628.16666666666526,763.9999999999992,0,0,0,251.09999999999951,321.39999999999952]
[null,null,null,"2009-09-29",9,2009,"92009",1003,4681.0399999999991,5424.3666666666695,5272.7866666666514,4610.9900000000134,5048.9266666666163,5674.1133333333473,null,5966.7166666666672,5747.2866666666378,6112.8066666666036,6067.1700000000365,5573.9800000000087,5708.9999999999536,null,0,0,0,5402.8366666666861,5860.7633333333088,null,null,null,null,null,null,null,null,null,null,null,null,null,null,null,null,null,null,null,null,null,null,null,null,null,"2009-09-29",9,2009,"92009",1003,1078.1833333333375,822.26333333333321,719.90000000000214,458.22333333333063,662.90000000000316,621.56666666666376,498.6366666666658,424.6900000000017,298.05666666666542,530.1899999999963,636.47666666666487,776.68999999999892,0,0,0,252.53999999999948,324.4599999999993]
[null,null,null,"2009-10-12",10,2009,"102009",1016,4719.1290322580626,5476.4451612903231,5317.3258064516031,4643.3903225806635,5091.7645161289774,5725.0354838709864,null,6026.1645161290298,5804.3967741935185,6172.1032258063915,6128.3225806451937,5626.7193548387158,5759.1548387096309,null,0,0,0,5448.3387096774377,5912.8709677419092,null,null,null,null,null,null,null,null,null,null,null,null,null,null,null,null,null,null,null,null,null,null,null,null,null,"2009-10-12",10,2009,"102009",1016,1083.8483870967775,826.87419354838676,724.76129032258223,461.05161290322326,666.6870967741969,624.86129032257827,500.32258064516009,425.56451612903425,298.83225806451469,531.54193548386672,638.75483870967571,779.95806451612759,0,0,0,253.24193548387029,324.99354838709587]
[null,null,null,"2009-10-16",10,2009,"102009",1020,4731.4387096774171,5493.1935483870966,5331.4677419354757,4653.6870967742134,5105.5193548386533,5741.2806451613105,null,6045.1193548387064,5822.6290322580344,6191.0709677418763,6147.8967741935794,5643.7258064516182,5775.2064516128567,null,0,0,0,5462.7516129032438,5929.3612903225539,null,null,null,null,null,null,null,null,null,null,null,null,null,null,null,null,null,null,null,null,null,null,null,null,null,"2009-10-16",10,2009,"102009",1020,1085.1645161290353,827.93225806451574,725.9483870967756,461.73548387096525,667.61612903226148,625.64838709677201,500.69677419354707,425.71935483871175,298.90967741935333,531.72258064515688,639.20645161290156,780.57741935483716,0,0,0,253.42258064516056,325.05806451612807]
[null,null,null,"2009-10-25",10,2009,"102009",1029,4759.1354838709649,5530.877419354837,5363.2870967741892,4676.8548387097007,5136.4677419354239,5777.8322580645399,null,6087.7677419354786,5863.6516129031952,6233.7483870967171,6191.9387096774472,5681.9903225806484,5811.3225806451146,null,0,0,0,5495.1806451613074,5966.4645161290046,null,null,null,null,null,null,null,null,null,null,null,null,null,null,null,null,null,null,null,null,null,null,null,null,null,"2009-10-25",10,2009,"102009",1029,1088.1258064516153,830.31290322580594,728.61935483871071,463.27419354838474,669.70645161290679,627.41935483870793,501.53870967741778,426.06774193548614,299.08387096774027,532.12903225805974,640.22258064515972,781.97096774193369,0,0,0,253.82903225806368,325.20322580645052]
[null,null,null,"2009-11-03",11,2009,"112009",1038,4794.3299999999972,5575.9499999999962,5401.4299999999985,4707.2000000000244,5175.7199999999384,5823.1000000000249,null,6139.559999999994,5914.2199999999684,6285.8599999999433,6245.4100000000262,5729.3200000000024,5856.0599999999522,null,0,0,0,5536.8400000000174,6015.7599999999711,null,null,null,null,null,null,null,null,null,null,null,null,null,null,null,null,null,null,null,null,null,null,null,null,null,"2009-11-03",11,2009,"112009",1038,1090.1900000000019,831.91999999999939,730.44000000000074,464.29999999999774,671.14000000000362,628.61999999999853,502.11999999999824,426.3000000000024,299.19999999999823,532.39999999999498,640.92999999999847,782.92999999999802,0,0,0,254.09999999999908,325.29999999999882]
[null,null,null,"2009-11-12",11,2009,"112009",1047,4844.5199999999986,5635.7999999999929,5452.2199999999993,4751.9000000000206,5231.5799999999408,5885.8000000000211,null,6209.6399999999958,5983.8799999999665,6356.8399999999401,6317.740000000028,5794.7800000000043,5918.039999999949,null,0,0,0,5596.96000000002,6089.4399999999696,null,null,null,null,null,null,null,null,null,null,null,null,null,null,null,null,null,null,null,null,null,null,null,null,null,"2009-11-12",11,2009,"112009",1047,1090.4600000000016,831.97999999999934,730.56000000000063,464.29999999999774,671.26000000000352,628.67999999999847,502.17999999999819,426.3000000000024,299.19999999999823,532.39999999999498,641.01999999999839,783.01999999999794,0,0,0,254.09999999999908,325.29999999999882]
[null,null,null,"2009-11-19",11,2009,"112009",1054,4883.5566666666664,5682.3499999999904,5491.7233333333334,4786.6666666666843,5275.0266666666093,5934.5666666666848,null,6264.1466666666638,6038.0599999999649,6412.0466666666043,6373.996666666696,5845.6933333333391,5966.2466666666132,null,0,0,0,5643.7200000000221,6146.7466666666351,null,null,null,null,null,null,null,null,null,null,null,null,null,null,null,null,null,null,null,null,null,null,null,null,null,"2009-11-19",11,2009,"112009",1054,1090.6700000000014,832.02666666666596,730.65333333333388,464.29999999999774,671.35333333333676,628.7266666666651,502.22666666666481,426.3000000000024,299.19999999999823,532.39999999999498,641.08999999999833,783.08999999999787,0,0,0,254.09999999999908,325.29999999999882]
[null,null,null,"2009-11-21",11,2009,"112009",1056,4894.71,5695.6499999999896,5503.01,4796.6000000000167,5287.4399999999432,5948.5000000000173,null,6279.7199999999975,6053.5399999999645,6427.819999999937,6390.0700000000297,5860.2400000000061,5980.0199999999459,null,0,0,0,5657.0800000000227,6163.1199999999681,null,null,null,null,null,null,null,null,null,null,null,null,null,null,null,null,null,null,null,null,null,null,null,null,null,"2009-11-21",11,2009,"112009",1056,1090.7300000000014,832.03999999999928,730.68000000000052,464.29999999999774,671.38000000000341,628.73999999999842,502.23999999999813,426.3000000000024,299.19999999999823,532.39999999999498,641.10999999999831,783.10999999999785,0,0,0,254.09999999999908,325.29999999999882]
[null,null,null,"2009-11-30",11,2009,"112009",1065,4944.9000000000015,5755.4999999999864,5553.8000000000011,4841.3000000000129,5343.2999999999456,6011.2000000000135,null,6349.7999999999993,6123.1999999999625,6498.7999999999338,6462.4000000000315,5925.700000000008,6041.9999999999427,null,0,0,0,5717.2000000000253,6236.7999999999665,null,null,null,null,null,null,null,null,null,null,null,null,null,null,null,null,null,null,null,null,null,null,null,null,null,"2009-11-30",11,2009,"112009",1065,1091.0000000000011,832.09999999999923,730.80000000000041,464.29999999999774,671.5000000000033,628.79999999999836,502.29999999999808,426.3000000000024,299.19999999999823,532.39999999999498,641.19999999999823,783.19999999999777,0,0,0,254.09999999999908,325.29999999999882]
[null,null,null,"2009-12-09",12,2009,"122009",1074,5047.0354838709663,5866.5774193548223,5660.0870967741921,4929.5290322580749,5451.2129032257481,6125.2967741935645,null,6466.8290322580679,6243.6548387096409,6608.2225806450979,6586.0193548387433,6038.4903225806529,6156.0677419354251,null,0,0,0,5814.8935483871192,6349.8806451612563,null,null,null,null,null,null,null,null,null,null,null,null,null,null,null,null,null,null,null,null,null,null,null,null,null,"2009-12-09",12,2009,"122009",1074,1091.0000000000011,832.09999999999923,730.80000000000041,464.29999999999774,671.5000000000033,628.79999999999836,502.29999999999808,426.3000000000024,299.19999999999823,532.39999999999498,641.19999999999823,783.19999999999777,0,0,0,254.09999999999908,325.29999999999882]
[null,null,null,"2009-12-18",12,2009,"122009",1083,5149.1709677419312,5977.6548387096582,5766.3741935483831,5017.758064516137,5559.1258064515505,6239.3935483871155,null,6583.8580645161364,6364.1096774193193,6717.645161290262,6709.6387096774552,6151.2806451612978,6270.1354838709076,null,0,0,0,5912.587096774213,6462.9612903225461,null,null,null,null,null,null,null,null,null,null,null,null,null,null,null,null,null,null,null,null,null,null,null,null,null,"2009-12-18",12,2009,"122009",1083,1091.0000000000011,832.09999999999923,730.80000000000041,464.29999999999774,671.5000000000033,628.79999999999836,502.29999999999808,426.3000000000024,299.19999999999823,532.39999999999498,641.19999999999823,783.19999999999777,0,0,0,254.09999999999908,325.29999999999882]
[null,null,null,"2009-12-26",12,2009,"122009",1091,5239.9580645161222,6076.3903225806234,5860.8516129032196,5096.1838709677477,5655.0483870967082,6340.8129032258275,null,6687.883870967753,6471.1806451612556,6814.9096774192967,6819.522580645199,6251.5387096774266,6371.5290322580031,null,0,0,0,5999.4258064516298,6563.4774193548037,null,null,null,null,null,null,null,null,null,null,null,null,null,null,null,null,null,null,null,null,null,null,null,null,null,"2009-12-26",12,2009,"122009",1091,1091.0000000000011,832.09999999999923,730.80000000000041,464.29999999999774,671.5000000000033,628.79999999999836,502.29999999999808,426.3000000000024,299.19999999999823,532.39999999999498,641.19999999999823,783.19999999999777,0,0,0,254.09999999999908,325.29999999999882]
[null,null,null,"2010-01-04",1,2010,"12010",1100,5350.3903225806371,6195.2354838709434,5974.5193548387015,5193.277419354843,5770.2258064515454,6461.6580645161521,null,6812.3709677419474,6596.7064516128703,6928.3322580644608,6947.7870967742329,6370.8322580645245,6493.4161290321954,null,0,0,0,6103.4290322580782,6680.2741935483518,null,null,null,null,null,null,null,null,null,null,null,null,null,null,null,null,null,null,null,null,null,null,null,null,null,"2010-01-04",1,2010,"12010",1100,1091.0000000000011,832.09999999999923,730.80000000000041,464.29999999999774,671.5000000000033,628.79999999999836,502.29999999999808,426.3000000000024,299.19999999999823,532.39999999999498,641.19999999999823,783.19999999999777,0,0,0,254.09999999999908,325.29999999999882]
[null,null,null,"2010-01-13",1,2010,"12010",1109,5471.1935483870893,6323.7903225806185,6097.412903225797,5301.4516129032299,5894.483870967676,6590.9387096774435,null,6946.1806451612993,6728.5709677419054,7046.7548387096249,7081.8580645161692,6498.2548387096886,6625.077419354775,null,0,0,0,6215.3193548387198,6801.7161290322229,null,null,null,null,null,null,null,null,null,null,null,null,null,null,null,null,null,null,null,null,null,null,null,null,null,"2010-01-13",1,2010,"12010",1109,1091.0000000000011,832.09999999999923,730.80000000000041,464.29999999999774,671.5000000000033,628.79999999999836,502.29999999999808,426.3000000000024,299.19999999999823,532.39999999999498,641.19999999999823,783.19999999999777,0,0,0,254.09999999999908,325.29999999999882]
[null,null,null,"2010-01-19",1,2010,"12010",1115,5551.7290322580575,6409.4935483870686,6179.3419354838607,5373.5677419354879,5977.3225806450964,6677.1258064516378,null,7035.3870967742005,6816.4806451612621,7125.703225806401,7171.2387096774601,6583.2032258064646,6712.8516129031614,null,0,0,0,6289.9129032258143,6882.6774193548035,null,null,null,null,null,null,null,null,null,null,null,null,null,null,null,null,null,null,null,null,null,null,null,null,null,"2010-01-19",1,2010,"12010",1115,1091.0000000000011,832.09999999999923,730.80000000000041,464.29999999999774,671.5000000000033,628.79999999999836,502.29999999999808,426.3000000000024,299.19999999999823,532.39999999999498,641.19999999999823,783.19999999999777,0,0,0,254.09999999999908,325.29999999999882]
[null,null,null,"2010-01-22",1,2010,"12010",1118,5591.9967741935416,6452.3451612902936,6220.3064516128925,5409.6258064516169,6018.7419354838066,6720.2193548387349,null,7079.9903225806511,6860.4354838709405,7165.177419354789,7215.9290322581055,6625.6774193548526,6756.7387096773546,null,0,0,0,6327.2096774193615,6923.1580645160939,null,null,null,null,null,null,null,null,null,null,null,null,null,null,null,null,null,null,null,null,null,null,null,null,null,"2010-01-22",1,2010,"12010",1118,1091.0000000000011,832.09999999999923,730.80000000000041,464.29999999999774,671.5000000000033,628.79999999999836,502.29999999999808,426.3000000000024,299.19999999999823,532.39999999999498,641.19999999999823,783.19999999999777,0,0,0,254.09999999999908,325.29999999999882]
[null,null,null,"2010-01-31",1,2010,"12010",1127,5712.7999999999938,6580.8999999999687,6343.199999999988,5517.8000000000038,6142.9999999999372,6849.5000000000264,null,7213.8000000000029,6992.2999999999756,7283.5999999999531,7350.0000000000418,6753.1000000000167,6888.3999999999342,null,0,0,0,6439.1000000000031,7044.5999999999649,null,null,null,null,null,null,null,null,null,null,null,null,null,null,null,null,null,null,null,null,null,null,null,null,null,"2010-01-31",1,2010,"12010",1127,1091.0000000000011,832.09999999999923,730.80000000000041,464.29999999999774,671.5000000000033,628.79999999999836,502.29999999999808,426.3000000000024,299.19999999999823,532.39999999999498,641.19999999999823,783.19999999999777,0,0,0,254.09999999999908,325.29999999999882]
[null,null,null,"2010-02-09",2,2010,"22010",1136,5813.6321428571346,6689.7678571428296,6446.2499999999864,5610.9178571428647,6247.4964285713677,6962.6428571428823,null,7335.9107142857165,7115.6321428571164,7399.2821428570987,7472.5607142857571,6873.1535714285847,7007.0392857142206,null,0,0,0,6545.6214285714286,7163.5607142856752,null,null,null,null,null,null,null,null,null,null,null,null,null,null,null,null,null,null,null,null,null,null,null,null,null,"2010-02-09",2,2010,"22010",1136,1091.0000000000011,832.09999999999923,730.80000000000041,464.29999999999774,671.5000000000033,628.79999999999836,502.29999999999808,426.3000000000024,299.19999999999823,532.39999999999498,641.19999999999823,783.19999999999777,0,0,0,254.09999999999908,325.29999999999882]
[null,null,null,"2010-02-17",2,2010,"22010",1144,5903.2607142857041,6786.5392857142615,6537.8499999999849,5693.6892857142966,6340.3821428570836,7063.2142857143099,null,7444.453571428573,7225.2607142856859,7502.1107142856727,7581.503571428615,6979.8678571428673,7112.496428571364,null,0,0,0,6640.3071428571402,7269.3035714285288,null,null,null,null,null,null,null,null,null,null,null,null,null,null,null,null,null,null,null,null,null,null,null,null,null,"2010-02-17",2,2010,"22010",1144,1091.0000000000011,832.09999999999923,730.80000000000041,464.29999999999774,671.5000000000033,628.79999999999836,502.29999999999808,426.3000000000024,299.19999999999823,532.39999999999498,641.19999999999823,783.19999999999777,0,0,0,254.09999999999908,325.29999999999882]
[null,null,null,"2010-02-26",2,2010,"22010",1153,6004.0928571428449,6895.4071428571224,6640.8999999999833,5786.8071428571575,6444.8785714285141,7176.3571428571659,null,7566.5642857142866,7348.5928571428267,7617.7928571428183,7704.0642857143303,7099.9214285714352,7231.1357142856505,null,0,0,0,6746.8285714285657,7388.2642857142391,null,null,null,null,null,null,null,null,null,null,null,null,null,null,null,null,null,null,null,null,null,null,null,null,null,"2010-02-26",2,2010,"22010",1153,1091.0000000000011,832.09999999999923,730.80000000000041,464.29999999999774,671.5000000000033,628.79999999999836,502.29999999999808,426.3000000000024,299.19999999999823,532.39999999999498,641.19999999999823,783.19999999999777,0,0,0,254.09999999999908,325.29999999999882]
[null,null,null,"2010-03-07",3,2010,"32010",1162,6084.1032258064406,6983.4354838709505,6728.6290322580489,5869.958064516145,6529.8806451612345,7267.11935483873,null,7660.1548387096782,7445.1419354838408,7709.7741935483491,7800.1258064516587,7191.0903225806496,7321.9677419354221,null,0,0,0,6837.7903225806413,7485.3774193547906,null,null,null,null,null,null,null,null,null,null,null,null,null,null,null,null,null,null,null,null,null,null,null,null,null,"2010-03-07",3,2010,"32010",1162,1091.2258064516138,832.14516129032177,730.80000000000041,464.29999999999774,671.5000000000033,628.79999999999836,502.29999999999808,426.3000000000024,299.19999999999823,532.46774193547878,641.24516129032077,783.35806451612666,0,0,0,254.09999999999908,325.29999999999882]
[null,null,null,"2010-03-16",3,2010,"32010",1171,6158.1645161290235,7065.5096774193407,6811.9806451612767,5950.2612903225972,6609.3129032257521,7351.4870967742108,null,7745.5967741935492,7534.0387096773902,7794.9838709677042,7888.6161290323053,7274.0064516129059,7404.854838709618,null,0,0,0,6924.3064516129025,7576.2483870967253,null,null,null,null,null,null,null,null,null,null,null,null,null,null,null,null,null,null,null,null,null,null,null,null,null,"2010-03-16",3,2010,"32010",1171,1091.5161290322587,832.20322580645075,730.80000000000041,464.29999999999774,671.5000000000033,628.79999999999836,502.29999999999808,426.3000000000024,299.19999999999823,532.55483870967225,641.30322580644975,783.56129032257809,0,0,0,254.09999999999908,325.29999999999882]
[null,null,null,"2010-03-21",3,2010,"32010",1176,6199.3096774193473,7111.1064516128909,6858.287096774181,5994.874193548404,6653.4419354838174,7398.3580645161446,null,7793.0645161290331,7583.4258064515843,7842.3225806451237,7937.7774193548867,7320.0709677419372,7450.9032258063935,null,0,0,0,6972.3709677419365,7626.7322580644668,null,null,null,null,null,null,null,null,null,null,null,null,null,null,null,null,null,null,null,null,null,null,null,null,null,"2010-03-21",3,2010,"32010",1176,1091.6774193548392,832.23548387096685,730.80000000000041,464.29999999999774,671.5000000000033,628.79999999999836,502.29999999999808,426.3000000000024,299.19999999999823,532.6032258064464,641.33548387096585,783.67419354838444,0,0,0,254.09999999999908,325.29999999999882]
[null,null,null,"2010-03-25",3,2010,"32010",1180,6232.2258064516063,7147.5838709677309,6895.3322580645045,6030.5645161290495,6688.7451612902696,7435.8548387096916,null,7831.0387096774202,7622.9354838709396,7880.1935483870593,7977.1064516129518,7356.9225806451623,7487.7419354838139,null,0,0,0,7010.8225806451637,7667.11935483866,null,null,null,null,null,null,null,null,null,null,null,null,null,null,null,null,null,null,null,null,null,null,null,null,null,"2010-03-25",3,2010,"32010",1180,1091.8064516129036,832.26129032257973,730.80000000000041,464.29999999999774,671.5000000000033,628.79999999999836,502.29999999999808,426.3000000000024,299.19999999999823,532.64193548386572,641.36129032257872,783.76451612902952,0,0,0,254.09999999999908,325.29999999999882]
[null,null,null,"2010-04-03",4,2010,"42010",1189,6297.559999999994,7221.4699999999921,6971.7199999999884,6102.4200000000174,6759.2099999999491,7512.1400000000131,null,7909.64,7702.2799999999734,7959.1199999999617,8057.3200000000506,7431.4100000000008,7562.4099999999453,null,0,0,0,7089.7400000000043,7748.7599999999511,null,null,null,null,null,null,null,null,null,null,null,null,null,null,null,null,null,null,null,null,null,null,null,null,null,"2010-04-03",4,2010,"42010",1189,1093.06,833.28999999999917,731.15000000000043,464.50999999999772,672.06000000000313,629.49999999999841,502.76999999999816,426.59000000000248,299.4199999999982,533.22999999999456,641.89999999999793,784.69999999999709,0,0,0,254.24999999999912,325.60999999999888]
[null,null,null,"2010-04-12",4,2010,"42010",1198,6345.4399999999914,7278.979999999995,7034.1799999999848,6157.3800000000165,6811.7399999999525,7572.2600000000157,null,7974.5599999999986,7762.5199999999759,8025.4799999999586,8120.9800000000541,7489.0400000000036,7620.6399999999476,null,0,0,0,7153.4600000000037,7811.939999999955,null,null,null,null,null,null,null,null,null,null,null,null,null,null,null,null,null,null,null,null,null,null,null,null,null,"2010-04-12",4,2010,"42010",1198,1096.2399999999991,836.25999999999954,732.2000000000005,465.13999999999766,673.74000000000262,631.59999999999854,504.17999999999842,427.46000000000271,300.07999999999811,534.81999999999414,643.39999999999759,787.09999999999695,0,0,0,254.69999999999922,326.53999999999905]
[null,null,null,"2010-04-19",4,2010,"42010",1205,6382.6799999999894,7323.7099999999973,7082.759999999982,6200.1266666666825,6852.5966666666218,7619.0200000000177,null,8025.0533333333306,7809.3733333333112,8077.0933333332896,8170.4933333333902,7533.8633333333391,7665.9299999999494,null,0,0,0,7203.0200000000032,7861.0799999999581,null,null,null,null,null,null,null,null,null,null,null,null,null,null,null,null,null,null,null,null,null,null,null,null,null,"2010-04-19",4,2010,"42010",1205,1098.7133333333318,838.56999999999982,733.01666666666722,465.62999999999761,675.0466666666689,633.23333333333198,505.27666666666528,428.13666666666956,300.59333333333137,536.05666666666048,644.56666666666399,788.96666666666351,0,0,0,255.0499999999993,327.26333333333253]
[null,null,null,"2010-04-29",4,2010,"42010",1215,6435.8799999999865,7387.6100000000006,7152.159999999978,6261.1933333333482,6910.9633333332922,7685.8200000000206,null,8097.1866666666619,7876.3066666666473,8150.8266666666195,8241.2266666667274,7597.8966666666756,7730.6299999999519,null,0,0,0,7273.8200000000024,7931.2799999999625,null,null,null,null,null,null,null,null,null,null,null,null,null,null,null,null,null,null,null,null,null,null,null,null,null,"2010-04-29",4,2010,"42010",1215,1102.2466666666642,841.87000000000023,734.18333333333396,466.32999999999754,676.913333333335,635.56666666666547,506.84333333333223,429.10333333333648,301.32666666666461,537.82333333332667,646.23333333333028,791.63333333333003,0,0,0,255.54999999999941,328.29666666666606]
[null,null,null,"2010-05-08",5,2010,"52010",1224,6474.1806451612756,7437.3548387096753,7198.0935483870717,6302.0612903225965,6949.4709677418941,7734.0741935484102,null,8149.8193548387071,7928.1096774193384,8207.7225806451152,8296.2483870968281,7644.9193548387184,7776.5322580644688,null,0,0,0,7324.1516129032252,7980.7516129031901,null,null,null,null,null,null,null,null,null,null,null,null,null,null,null,null,null,null,null,null,null,null,null,null,null,"2010-05-08",5,2010,"52010",1224,1111.1677419354808,847.77419354838776,739.2548387096781,469.31612903225567,683.86129032258248,641.32258064516054,511.7999999999991,432.29677419355147,302.84516129032056,543.03225806450939,651.63870967741605,797.938709677416,0,0,0,257.76774193548317,331.88387096774136]
[null,null,null,"2010-05-17",5,2010,"52010",1233,6511.2838709677262,7486.1290322580589,7241.9612903225525,6341.167741935501,6986.2258064515709,7780.8451612903482,null,8200.9161290322572,7978.8580645161155,8263.4354838709241,8350.1903225806909,7690.6161290322661,7820.89354838705,null,0,0,0,7372.8096774193509,8028.5096774193207,null,null,null,null,null,null,null,null,null,null,null,null,null,null,null,null,null,null,null,null,null,null,null,null,null,"2010-05-17",5,2010,"52010",1233,1120.8064516128995,854.04516129032368,744.82903225806524,472.59677419354608,691.46774193548595,647.53548387096748,517.19999999999925,435.78064516129331,304.47096774193352,548.69354838709,657.53225806451258,804.73225806451273,0,0,0,260.20645161290236,335.80322580645105]
[null,null,null,"2010-05-25",5,2010,"52010",1241,6544.2645161290156,7529.4838709677333,7280.9548387096465,6375.9290322580828,7018.8967741935057,7822.4193548387375,null,8246.3354838709693,8023.967741935473,8312.9580645160877,8398.1387096774579,7731.2354838709753,7860.3258064515667,null,0,0,0,7416.0612903225738,8070.9612903225479,null,null,null,null,null,null,null,null,null,null,null,null,null,null,null,null,null,null,null,null,null,null,null,null,null,"2010-05-25",5,2010,"52010",1241,1129.3741935483829,859.61935483871116,749.7838709677427,475.51290322580422,698.22903225806681,653.05806451612921,521.99999999999943,438.87741935484161,305.91612903225615,553.7258064516061,662.77096774193171,810.77096774193205,0,0,0,262.37419354838607,339.287096774193]
[null,null,null,"2010-05-26",5,2010,"52010",1242,6548.3870967741768,7534.9032258064426,7285.8290322580333,6380.2741935484055,7022.9806451612476,7827.6161290322862,null,8252.0129032258083,8029.6064516128927,8319.1483870967331,8404.1322580645538,7736.3129032258139,7865.2548387096313,null,0,0,0,7421.4677419354766,8076.2677419354513,null,null,null,null,null,null,null,null,null,null,null,null,null,null,null,null,null,null,null,null,null,null,null,null,null,"2010-05-26",5,2010,"52010",1242,1130.4451612903183,860.3161290322596,750.40322580645238,475.87741935483649,699.07419354838942,653.74838709677442,522.59999999999945,439.26451612903514,306.09677419354648,554.35483870967062,663.42580645160911,811.52580645160947,0,0,0,262.64516129032154,339.72258064516075]
[null,null,null,"2010-06-04",6,2010,"62010",1251,6573.186666666651,7569.9733333333206,7318.0799999999681,6407.3866666666845,7048.2133333332886,7861.5866666666971,null,8288.5733333333355,8065.2799999999907,8360.8066666666255,8443.3266666667023,7769.0600000000077,7897.4999999999527,null,0,0,0,7456.8199999999906,8109.9599999999682,null,null,null,null,null,null,null,null,null,null,null,null,null,null,null,null,null,null,null,null,null,null,null,null,null,"2010-06-04",6,2010,"62010",1251,1148.8133333333287,873.413333333335,761.58000000000072,483.07333333333105,712.0466666666689,665.386666666667,532.39999999999975,446.9466666666695,309.93333333333152,563.59333333332643,673.71333333332939,823.19333333332997,0,0,0,266.93333333333226,347.07333333333287]
[null,null,null,"2010-06-13",6,2010,"62010",1260,6582.6066666666547,7587.9133333333166,7335.8099999999704,6419.5066666666817,7059.0433333332849,7879.5566666666991,null,8306.9633333333331,8082.1099999999897,8384.896666666622,8464.086666666708,7785.620000000009,7914.5999999999494,null,0,0,0,7475.53999999999,8126.0699999999679,null,null,null,null,null,null,null,null,null,null,null,null,null,null,null,null,null,null,null,null,null,null,null,null,null,"2010-06-13",6,2010,"62010",1260,1178.0933333333287,895.04333333333477,779.76000000000056,495.1633333333308,731.72666666666839,683.80666666666662,547.70000000000016,459.87666666666951,316.53333333333165,577.30333333332624,689.49333333332936,840.95333333333019,0,0,0,273.53333333333239,358.71333333333303]
[null,null,null,"2010-06-19",6,2010,"62010",1266,6588.8866666666572,7599.8733333333139,7347.6299999999719,6427.5866666666798,7066.2633333332824,7891.5366666667005,null,8319.2233333333315,8093.329999999989,8400.9566666666196,8477.9266666667118,7796.6600000000099,7925.9999999999472,null,0,0,0,7488.0199999999895,8136.8099999999677,null,null,null,null,null,null,null,null,null,null,null,null,null,null,null,null,null,null,null,null,null,null,null,null,null,"2010-06-19",6,2010,"62010",1266,1197.6133333333287,909.46333333333462,791.88000000000045,503.22333333333063,744.84666666666806,696.08666666666636,557.90000000000043,468.49666666666951,320.93333333333175,586.44333333332611,700.01333333332934,852.79333333333034,0,0,0,277.93333333333248,366.47333333333313]
[null,null,null,"2010-06-30",6,2010,"62010",1277,6600.3999999999951,7621.7999999999756,7369.2999999999747,6442.4000000000096,7079.4999999999445,7913.5000000000364,null,8341.6999999999953,8113.8999999999878,8430.3999999999487,8503.300000000052,7816.9000000000115,7946.8999999999432,null,0,0,0,7510.8999999999887,8156.4999999999673,null,null,null,null,null,null,null,null,null,null,null,null,null,null,null,null,null,null,null,null,null,null,null,null,null,"2010-06-30",6,2010,"62010",1277,1233.3999999999953,935.900000000001,814.10000000000025,517.99999999999727,768.90000000000077,718.59999999999923,576.60000000000093,484.30000000000285,328.99999999999858,603.19999999999254,719.29999999999598,874.49999999999727,0,0,0,285.99999999999932,380.7]
[null,null,null,"2010-07-09",7,2010,"72010",1286,6602.7806451612832,7628.7387096773928,7373.7999999999747,6461.1548387096864,7083.3032258063968,7919.9741935484217,null,8349.1612903225814,8122.8419354838588,8441.258064516076,8513.7225806452079,7821.4580645161404,7951.1967741934877,null,0,0,0,7518.9999999999854,8166.312903225773,null,null,null,null,null,null,null,null,null,null,null,null,null,null,null,null,null,null,null,null,null,null,null,null,null,"2010-07-09",7,2010,"72010",1286,1275.8451612903182,969.92580645161365,842.84193548387168,534.98387096773911,794.97096774193608,743.97419354838678,594.01935483871011,495.47741935484163,342.06451612903072,622.36129032257315,746.41612903225393,909.36774193548115,0,0,0,294.41935483870901,391.61612903225785]
[null,null,null,"2010-07-18",7,2010,"72010",1295,6605.1612903225714,7635.6774193548099,7378.2999999999747,6479.9096774193631,7087.106451612849,7926.448387096807,null,8356.6225806451675,8131.7838709677299,8452.1161290322034,8524.1451612903638,7826.0161290322694,7955.4935483870322,null,0,0,0,7527.0999999999822,8176.1258064515787,null,null,null,null,null,null,null,null,null,null,null,null,null,null,null,null,null,null,null,null,null,null,null,null,null,"2010-07-18",7,2010,"72010",1295,1318.290322580641,1003.9516129032263,871.58387096774311,551.96774193548094,821.04193548387138,769.34838709677433,611.4387096774193,506.6548387096804,355.12903225806286,641.52258064515377,773.53225806451189,944.23548387096503,0,0,0,302.83870967741871,402.5322580645157]
[null,null,null,"2010-07-25",7,2010,"72010",1302,6607.0129032257955,7641.0741935483566,7381.7999999999747,6494.4967741935561,7090.0645161289785,7931.4838709677733,null,8362.4258064516234,8138.7387096774073,8460.5612903225247,8532.2516129032629,7829.561290322592,7958.8354838709001,null,0,0,0,7533.3999999999796,8183.7580645160942,null,null,null,null,null,null,null,null,null,null,null,null,null,null,null,null,null,null,null,null,null,null,null,null,null,"2010-07-25",7,2010,"72010",1302,1351.3032258064477,1030.4161290322584,893.93870967742089,565.17741935483571,841.31935483870996,789.08387096774243,624.98709677419311,515.34838709677717,365.29032258064342,656.42580645160535,794.62258064515697,971.35483870967471,0,0,0,309.38709677419291,411.0225806451607]
[null,null,null,"2010-07-27",7,2010,"72010",1304,6607.5419354838596,7642.616129032227,7382.7999999999747,6498.6645161290398,7090.9096774193013,7932.9225806451923,null,8364.0838709677537,8140.7258064516009,8462.9741935483307,8534.5677419355197,7830.5741935483984,7959.7903225805767,null,0,0,0,7535.1999999999789,8185.9387096773844,null,null,null,null,null,null,null,null,null,null,null,null,null,null,null,null,null,null,null,null,null,null,null,null,null,"2010-07-27",7,2010,"72010",1304,1360.7354838709639,1037.977419354839,900.32580645161454,568.95161290322278,847.11290322580669,794.72258064516188,628.85806451612848,517.83225806451912,368.19354838709501,660.68387096773438,800.64838709676985,979.1032258064489,0,0,0,311.2580645161284,413.44838709677356]
[null,null,null,"2010-08-05",8,2010,"82010",1313,6612.116129032247,7652.1032258064206,7391.5903225806205,6511.6451612903302,7097.4709677418823,7943.0580645161572,null,8377.2064516129176,8153.1999999999871,8477.8161290321987,8549.2161290322892,7838.7612903225909,7967.4258064515443,null,0,0,0,7545.4612903225589,8200.6225806451257,null,null,null,null,null,null,null,null,null,null,null,null,null,null,null,null,null,null,null,null,null,null,null,null,null,"2010-08-05",8,2010,"82010",1313,1392.5354838709636,1062.5193548387103,922.89032258064719,582.72580645160986,867.28064516129064,814.08064516129116,641.39032258064458,527.97741935484157,377.27419354838514,675.4741935483795,820.47419354838246,1003.7612903225781,0,0,0,317.08064516128979,421.71935483870897]
[null,null,null,"2010-08-14",8,2010,"82010",1322,6618.445161290314,7663.6290322580353,7403.812903225783,6520.0064516129114,7106.2387096773664,7956.1225806451857,null,8394.8580645161437,8168.4999999999854,8495.8451612902591,8567.2451612903496,7849.8516129032341,7977.7322580644504,null,0,0,0,7557.4516129032054,8219.2032258064155,null,null,null,null,null,null,null,null,null,null,null,null,null,null,null,null,null,null,null,null,null,null,null,null,null,"2010-08-14",8,2010,"82010",1322,1415.8193548387048,1079.4741935483887,940.51290322580883,593.93225806451312,882.72580645161349,828.62580645161381,650.01290322580621,537.29677419355096,383.16774193548167,686.76774193547624,834.46774193547878,1020.2516129032236,0,0,0,320.82580645161255,427.87419354838642]
[null,null,null,"2010-08-26",8,2010,"82010",1334,6626.8838709677366,7678.9967741935216,7420.1096774193329,6531.1548387096864,7117.9290322580118,7973.5419354838905,null,8418.3935483871119,8188.8999999999833,8519.8838709676729,8591.2838709677635,7864.6387096774251,7991.4741935483253,null,0,0,0,7573.4387096774008,8243.9774193548019,null,null,null,null,null,null,null,null,null,null,null,null,null,null,null,null,null,null,null,null,null,null,null,null,null,"2010-08-26",8,2010,"82010",1334,1446.8645161290265,1102.0806451612932,964.00967741935767,608.87419354838414,903.31935483871064,848.01935483871068,661.50967741935506,549.72258064516348,391.02580645161038,701.82580645160522,853.12580645160722,1042.2387096774166,0,0,0,325.81935483870956,436.08064516128968]
[null,null,null,"2010-08-31",8,2010,"82010",1339,6630.399999999996,7685.3999999999742,7426.8999999999787,6535.8000000000093,7122.7999999999474,7980.8000000000175,null,8428.2000000000153,8197.3999999999851,8529.8999999999287,8601.3000000000193,7870.8000000000047,7997.1999999999398,null,0,0,0,7580.0999999999822,8254.2999999999629,null,null,null,null,null,null,null,null,null,null,null,null,null,null,null,null,null,null,null,null,null,null,null,null,null,"2010-08-31",8,2010,"82010",1339,1459.7999999999938,1111.5000000000034,973.80000000000302,615.09999999999707,911.90000000000111,856.10000000000105,666.30000000000041,554.90000000000202,394.29999999999734,708.09999999999229,860.89999999999407,1051.3999999999969,0,0,0,327.9,439.49999999999937]
[null,null,null,"2010-09-09",9,2010,"92010",1348,6645.3099999999968,7709.8199999999724,7450.7799999999816,6552.6000000000104,7139.5999999999485,8004.1100000000188,null,8454.3300000000181,8219.1199999999899,8552.2499999999309,8623.6200000000154,7890.2400000000034,8017.9299999999394,null,0,0,0,7597.139999999983,8276.0799999999635,null,null,null,null,null,null,null,null,null,null,null,null,null,null,null,null,null,null,null,null,null,null,null,null,null,"2010-09-09",9,2010,"92010",1348,1472.5499999999945,1119.2100000000025,983.97000000000298,626.67999999999677,927.86000000000092,864.23000000000081,672.66000000000076,562.0100000000017,398.13999999999743,716.22999999999206,869.02999999999383,1059.9799999999973,0,0,0,333.14999999999981,443.93999999999943]
[null,null,null,"2010-09-18",9,2010,"92010",1357,6660.2199999999975,7734.2399999999707,7474.6599999999844,6569.4000000000115,7156.3999999999496,8027.4200000000201,null,8480.460000000021,8240.8399999999947,8574.5999999999331,8645.9400000000114,7909.6800000000021,8038.6599999999389,null,0,0,0,7614.1799999999839,8297.8599999999642,null,null,null,null,null,null,null,null,null,null,null,null,null,null,null,null,null,null,null,null,null,null,null,null,null,"2010-09-18",9,2010,"92010",1357,1485.2999999999952,1126.9200000000017,994.14000000000294,638.25999999999647,943.82000000000073,872.36000000000058,679.02000000000112,569.12000000000137,401.97999999999752,724.35999999999183,877.1599999999936,1068.5599999999977,0,0,0,338.39999999999964,448.37999999999948]
[null,null,null,"2010-09-27",9,2010,"92010",1366,6675.1299999999983,7758.6599999999689,7498.5399999999872,6586.2000000000126,7173.1999999999507,8050.7300000000214,null,8506.5900000000238,8262.56,8596.9499999999352,8668.2600000000075,7929.1200000000008,8059.3899999999385,null,0,0,0,7631.2199999999848,8319.6399999999649,null,null,null,null,null,null,null,null,null,null,null,null,null,null,null,null,null,null,null,null,null,null,null,null,null,"2010-09-27",9,2010,"92010",1366,1498.0499999999959,1134.6300000000008,1004.3100000000029,649.83999999999617,959.78000000000054,880.49000000000035,685.38000000000147,576.23000000000104,405.81999999999761,732.4899999999916,885.28999999999337,1077.1399999999981,0,0,0,343.64999999999947,452.81999999999954]
[null,null,null,"2010-10-03",10,2010,"102010",1372,6692.6709677419349,7781.4903225806138,7520.5612903225683,6603.3354838709811,7192.7645161289829,8074.6419354838918,null,8533.8129032258294,8286.8709677419374,8621.1322580644519,8693.2258064516209,7951.3064516129043,8080.3903225805843,null,0,0,0,7650.6999999999862,8344.803225806414,null,null,null,null,null,null,null,null,null,null,null,null,null,null,null,null,null,null,null,null,null,null,null,null,null,"2010-10-03",10,2010,"102010",1372,1503.2967741935443,1137.9354838709683,1008.890322580648,654.48387096773797,965.76774193548442,883.58709677419381,687.780645161292,578.75483870967821,407.14838709677178,735.34516129031397,888.30967741934819,1080.50322580645,0,0,0,345.82580645161227,454.40645161290286]
[null,null,null,"2010-10-06",10,2010,"102010",1375,6705.2419354838712,7796.1806451612592,7534.6225806451484,6614.8709677419492,7206.7290322580147,8090.7838709677617,null,8552.325806451634,8303.9419354838737,8637.8645161289678,8710.7516129032356,7967.0129032258083,8094.4806451612303,null,0,0,0,7664.4999999999873,8362.706451612863,null,null,null,null,null,null,null,null,null,null,null,null,null,null,null,null,null,null,null,null,null,null,null,null,null,"2010-10-06",10,2010,"102010",1375,1504.2935483870924,1138.670967741936,1010.0806451612931,655.26774193547988,966.43548387096837,883.97419354838735,688.06129032258241,578.90967741935549,407.19677419354593,735.49032258063642,888.61935483870309,1081.0064516129019,0,0,0,346.25161290322512,454.51290322580616]
[null,null,null,"2010-10-15",10,2010,"102010",1384,6742.9548387096802,7840.2516129031956,7576.8064516128888,6649.4774193548537,7248.6225806451102,8139.2096774193715,null,8607.8645161290478,8355.1548387096827,8688.0612903225156,8763.3290322580797,8014.1322580645201,8136.7516129031683,null,0,0,0,7705.8999999999905,8416.4161290322099,null,null,null,null,null,null,null,null,null,null,null,null,null,null,null,null,null,null,null,null,null,null,null,null,null,"2010-10-15",10,2010,"102010",1384,1507.2838709677369,1140.8774193548393,1013.6516129032284,657.61935483870559,968.43870967742021,885.13548387096796,688.90322580645363,579.37419354838732,407.34193548386838,735.92580645160376,889.54838709676778,1082.5161290322574,0,0,0,347.52903225806369,454.83225806451605]
[null,null,null,"2010-10-24",10,2010,"102010",1393,6780.6677419354892,7884.3225806451319,7618.9903225806293,6684.0838709677582,7290.5161290322058,8187.6354838709813,null,8663.4032258064617,8406.3677419354917,8738.2580645160633,8815.9064516129238,8061.2516129032319,8179.0225806451062,null,0,0,0,7747.2999999999938,8470.1258064515569,null,null,null,null,null,null,null,null,null,null,null,null,null,null,null,null,null,null,null,null,null,null,null,null,null,"2010-10-24",10,2010,"102010",1393,1510.2741935483814,1143.0838709677425,1017.2225806451637,659.9709677419313,970.44193548387204,886.29677419354857,689.74516129032486,579.83870967741916,407.48709677419083,736.36129032257111,890.47741935483248,1084.0258064516129,0,0,0,348.80645161290226,455.15161290322595]
[null,null,null,"2010-11-01",11,2010,"112010",1401,6819.0600000000077,7928.5599999999713,7660.9499999999825,6719.1933333333509,7332.6366666666136,8235.8266666666841,null,8717.7266666666728,8456.9933333333429,8787.3433333332669,8867.7766666666921,8108.2533333333413,8222.136666666609,null,0,0,0,7788.5699999999961,8523.0533333332714,null,null,null,null,null,null,null,null,null,null,null,null,null,null,null,null,null,null,null,null,null,null,null,null,null,"2010-11-01",11,2010,"112010",1401,1512.6666666666604,1144.8233333333339,1020.0166666666689,661.79999999999575,972.00000000000125,887.21000000000015,690.40666666666914,580.19999999999948,407.59999999999718,736.71666666665681,891.2099999999939,1085.2200000000005,0,0,0,349.79999999999893,455.40000000000032]
[null,null,null,"2010-11-10",{"$f":"MONTH(D1529)","v":11},{"$f":"YEAR(D1529)","v":2010},{"$f":"E1529&F1529","v":"112010"},1410,{"$f":"SUMIF($AF$268:$AF$411,$G1529,AG$268:AG$411)+I1528","v":6900.6000000000113},{"$f":"SUMIF($AF$268:$AF$411,$G1529,AH$268:AH$411)+J1528","v":8018.1999999999716},{"$f":"SUMIF($AF$268:$AF$411,$G1529,AI$268:AI$411)+K1528","v":7743.2999999999793},{"$f":"SUMIF($AF$268:$AF$411,$G1529,AJ$268:AJ$411)+L1528","v":6792.9333333333534},{"$f":"SUMIF($AF$268:$AF$411,$G1529,AK$268:AK$411)+M1528","v":7418.4666666666153},{"$f":"SUMIF($AF$268:$AF$411,$G1529,AL$268:AL$411)+N1528","v":8330.5666666666839},null,{"$f":"SUMIF($AF$268:$AF$411,$G1529,AM$268:AM$411)+P1528","v":8817.8666666666759},{"$f":"SUMIF($AF$268:$AF$411,$G1529,AN$268:AN$411)+Q1528","v":8554.1333333333405},{"$f":"SUMIF($AF$268:$AF$411,$G1529,AO$268:AO$411)+R1528","v":8877.7333333332645},{"$f":"SUMIF($AF$268:$AF$411,$G1529,AP$268:AP$411)+S1528","v":8966.5666666666984},{"$f":"SUMIF($AF$268:$AF$411,$G1529,AQ$268:AQ$411)+T1528","v":8201.4333333333416},{"$f":"SUMIF($AF$268:$AF$411,$G1529,AR$268:AR$411)+U1528","v":8314.2666666666009},null,{"$f":"SUMIF($AF$268:$AF$411,$G1529,AS$268:AS$411)+W1528","v":0},{"$f":"SUMIF($AF$268:$AF$411,$G1529,AT$268:AT$411)+X1528","v":0},{"$f":"SUMIF($AF$268:$AF$411,$G1529,AU$268:AU$411)+Y1528","v":0},{"$f":"SUMIF($AF$268:$AF$411,$G1529,AV$268:AV$411)+Z1528","v":7870.1999999999935},{"$f":"SUMIF($AF$268:$AF$411,$G1529,AW$268:AW$411)+AA1528","v":8623.4333333332743},null,null,null,null,null,null,null,null,null,null,null,null,null,null,null,null,null,null,null,null,null,null,null,null,null,"2010-11-10",{"$f":"MONTH(BA1529)","v":11},{"$f":"YEAR(BA1529)","v":2010},{"$f":"BB1529&BC1529","v":"112010"},1410,{"$f":"SUMIF($AF$268:$AF$411,$G1529,CB$441:CB$522)+BF1528","v":1513.2666666666598},{"$f":"SUMIF($AF$268:$AF$411,$G1529,CC$441:CC$522)+BG1528","v":1145.0333333333338},{"$f":"SUMIF($AF$268:$AF$411,$G1529,CD$441:CD$522)+BH1528","v":1020.1666666666688},{"$f":"SUMIF($AF$268:$AF$411,$G1529,CE$441:CE$522)+BI1528","v":661.79999999999575},{"$f":"SUMIF($AF$268:$AF$411,$G1529,CF$441:CF$522)+BJ1528","v":972.00000000000125},{"$f":"SUMIF($AF$268:$AF$411,$G1529,CG$441:CG$522)+BK1528","v":887.30000000000007},{"$f":"SUMIF($AF$268:$AF$411,$G1529,CH$441:CH$522)+BL1528","v":690.46666666666908},{"$f":"SUMIF($AF$268:$AF$411,$G1529,CI$441:CI$522)+BM1528","v":580.19999999999948},{"$f":"SUMIF($AF$268:$AF$411,$G1529,CJ$441:CJ$522)+BN1528","v":407.59999999999718},{"$f":"SUMIF($AF$268:$AF$411,$G1529,CK$441:CK$522)+BO1528","v":736.86666666665667},{"$f":"SUMIF($AF$268:$AF$411,$G1529,CL$441:CL$522)+BP1528","v":891.29999999999382},{"$f":"SUMIF($AF$268:$AF$411,$G1529,CM$441:CM$522)+BQ1528","v":1085.4000000000003},{"$f":"SUMIF($AF$268:$AF$411,$G1529,CN$441:CN$522)+BR1528","v":0},{"$f":"SUMIF($AF$268:$AF$411,$G1529,CO$441:CO$522)+BS1528","v":0},{"$f":"SUMIF($AF$268:$AF$411,$G1529,CP$441:CP$522)+BT1528","v":0},{"$f":"SUMIF($AF$268:$AF$411,$G1529,CQ$441:CQ$522)+BU1528","v":349.79999999999893},{"$f":"SUMIF($AF$268:$AF$411,$G1529,CR$441:CR$522)+BV1528","v":455.40000000000032}]
[null,null,null,"2010-11-19",11,2010,"112010",1419,6982.1400000000149,8107.839999999972,7825.649999999976,6866.6733333333559,7504.2966666666171,8425.3066666666837,null,8918.0066666666789,8651.2733333333381,8968.1233333332621,9065.3566666667048,8294.6133333333346,8406.3966666665929,null,0,0,0,7951.8299999999908,8723.8133333332771,null,null,null,null,null,null,null,null,null,null,null,null,null,null,null,null,null,null,null,null,null,null,null,null,null,"2010-11-19",11,2010,"112010",1419,1513.8666666666593,1145.2433333333336,1020.3166666666687,661.79999999999575,972.00000000000125,887.39,690.52666666666903,580.19999999999948,407.59999999999718,737.01666666665653,891.38999999999373,1085.5800000000002,0,0,0,349.79999999999893,455.40000000000032]
[null,null,null,"2010-11-28",11,2010,"112010",1428,7063.6800000000185,8197.4799999999723,7907.9999999999727,6940.4133333333584,7590.1266666666188,8520.0466666666834,null,9018.146666666682,8748.4133333333357,9058.5133333332597,9164.1466666667111,8387.7933333333276,8498.5266666665848,null,0,0,0,8033.4599999999882,8824.19333333328,null,null,null,null,null,null,null,null,null,null,null,null,null,null,null,null,null,null,null,null,null,null,null,null,null,"2010-11-28",11,2010,"112010",1428,1514.4666666666587,1145.4533333333334,1020.4666666666685,661.79999999999575,972.00000000000125,887.4799999999999,690.58666666666898,580.19999999999948,407.59999999999718,737.1666666666564,891.47999999999365,1085.76,0,0,0,349.79999999999893,455.40000000000032]
[null,null,null,"2010-12-03",12,2010,"122010",1433,7124.9903225806647,8263.6290322580353,7971.9967741935197,6996.0032258064784,7654.8096774193082,8590.1548387096918,null,9091.6032258064661,8823.1967741935496,9122.9516129031508,9238.8806451613345,8456.9645161290246,8566.5064516128186,null,0,0,0,8091.3064516128916,8894.7032258063973,null,null,null,null,null,null,null,null,null,null,null,null,null,null,null,null,null,null,null,null,null,null,null,null,null,"2010-12-03",12,2010,"122010",1433,1514.599999999992,1145.5,1020.5000000000018,661.79999999999575,972.00000000000125,887.49999999999989,690.6000000000023,580.19999999999948,407.59999999999718,737.1999999999897,891.49999999999363,1085.8,0,0,0,349.79999999999893,455.40000000000032]
[null,null,null,"2010-12-07",12,2010,"122010",1437,7182.5774193548586,8325.267741935455,8032.9258064515834,7048.2741935484155,7715.6225806451157,8655.561290322592,null,9159.8741935483995,8894.1258064516132,9182.0870967741175,9309.2548387097195,8521.5838709677337,8629.8483870966884,null,0,0,0,8144.2483870967635,8958.9741935483307,null,null,null,null,null,null,null,null,null,null,null,null,null,null,null,null,null,null,null,null,null,null,null,null,null,"2010-12-07",12,2010,"122010",1437,1514.599999999992,1145.5,1020.5000000000018,661.79999999999575,972.00000000000125,887.49999999999989,690.6000000000023,580.19999999999948,407.59999999999718,737.1999999999897,891.49999999999363,1085.8,0,0,0,349.79999999999893,455.40000000000032]
[null,null,null,"2010-12-16",12,2010,"122010",1446,7312.148387096795,8463.9548387096493,8170.0161290322267,7165.8838709677739,7852.4516129031826,8802.7258064516172,null,9313.4838709677497,9053.7161290322565,9315.1419354837926,9467.5967741935856,8666.9774193548292,8772.3677419353953,null,0,0,0,8263.3677419354699,9103.5838709676809,null,null,null,null,null,null,null,null,null,null,null,null,null,null,null,null,null,null,null,null,null,null,null,null,null,"2010-12-16",12,2010,"122010",1446,1514.599999999992,1145.5,1020.5000000000018,661.79999999999575,972.00000000000125,887.49999999999989,690.6000000000023,580.19999999999948,407.59999999999718,737.1999999999897,891.49999999999363,1085.8,0,0,0,349.79999999999893,455.40000000000032]
[null,null,null,"2010-12-25",12,2010,"122010",1455,7441.7193548387313,8602.6419354838436,8307.1064516128699,7283.4935483871323,7989.2806451612496,8949.8903225806425,null,9467.0935483870999,9213.3064516128998,9448.1967741934677,9625.9387096774517,8812.3709677419247,8914.8870967741022,null,0,0,0,8382.4870967741736,9248.1935483870311,null,null,null,null,null,null,null,null,null,null,null,null,null,null,null,null,null,null,null,null,null,null,null,null,null,"2010-12-25",12,2010,"122010",1455,1514.599999999992,1145.5,1020.5000000000018,661.79999999999575,972.00000000000125,887.49999999999989,690.6000000000023,580.19999999999948,407.59999999999718,737.1999999999897,891.49999999999363,1085.8,0,0,0,349.79999999999893,455.40000000000032]
[null,null,null,"2011-01-01",1,2011,"12011",1462,7538.506451612925,8706.4161290322318,8409.2322580644814,7371.8709677419729,8091.6677419354446,9059.832258064509,null,9581.7999999999993,9332.1677419354783,9548.2967741934663,9744.0064516129332,8921.1290322580535,9021.4999999999072,null,0,0,0,8473.0290322580404,9357.3032258063831,null,null,null,null,null,null,null,null,null,null,null,null,null,null,null,null,null,null,null,null,null,null,null,null,null,"2011-01-01",1,2011,"12011",1462,1514.599999999992,1145.5,1020.5000000000018,661.79999999999575,972.00000000000125,887.49999999999989,690.6000000000023,580.19999999999948,407.59999999999718,737.1999999999897,891.49999999999363,1085.8,0,0,0,349.79999999999893,455.40000000000032]
[null,null,null,"2011-01-11",1,2011,"12011",1472,7642.5709677419536,8819.5774193548186,8516.5548387096405,7471.5806451613234,8203.3451612902827,9178.1548387096718,null,9704.799999999992,9456.8451612903082,9662.2645161289511,9869.0709677419745,9039.4193548387047,9137.4999999999109,null,0,0,0,8584.3193548386844,9484.335483870902,null,null,null,null,null,null,null,null,null,null,null,null,null,null,null,null,null,null,null,null,null,null,null,null,null,"2011-01-11",1,2011,"12011",1472,1514.599999999992,1145.5,1020.5000000000018,661.79999999999575,972.00000000000125,887.49999999999989,690.6000000000023,580.19999999999948,407.59999999999718,737.1999999999897,891.49999999999363,1085.8,0,0,0,349.79999999999893,455.40000000000032]
[null,null,null,"2011-01-20",1,2011,"12011",1481,7736.2290322580793,8921.4225806451468,8613.1451612902838,7561.3193548387389,8303.8548387096362,9284.6451612903184,null,9815.4999999999854,9569.0548387096551,9764.8354838708874,9981.6290322581117,9145.8806451612909,9241.8999999999141,null,0,0,0,8684.480645161264,9598.6645161289689,null,null,null,null,null,null,null,null,null,null,null,null,null,null,null,null,null,null,null,null,null,null,null,null,null,"2011-01-20",1,2011,"12011",1481,1514.599999999992,1145.5,1020.5000000000018,661.79999999999575,972.00000000000125,887.49999999999989,690.6000000000023,580.19999999999948,407.59999999999718,737.1999999999897,891.49999999999363,1085.8,0,0,0,349.79999999999893,455.40000000000032]
[null,null,null,"2011-01-29",1,2011,"12011",1490,7829.887096774205,9023.267741935475,8709.7354838709271,7651.0580645161544,8404.3645161289896,9391.1354838709649,null,9926.1999999999789,9681.264516129002,9867.4064516128237,10094.187096774249,9252.341935483877,9346.2999999999174,null,0,0,0,8784.6419354838436,9712.9935483870358,null,null,null,null,null,null,null,null,null,null,null,null,null,null,null,null,null,null,null,null,null,null,null,null,null,"2011-01-29",1,2011,"12011",1490,1514.599999999992,1145.5,1020.5000000000018,661.79999999999575,972.00000000000125,887.49999999999989,690.6000000000023,580.19999999999948,407.59999999999718,737.1999999999897,891.49999999999363,1085.8,0,0,0,349.79999999999893,455.40000000000032]
[null,null,null,"2011-02-02",2,2011,"22011",1494,7866.8214285714394,9064.5071428571337,8748.6428571428169,7686.1357142857387,8443.0785714285303,9432.4571428571417,null,9969.0142857142637,9724.949999999968,9909.807142857062,10138.592857142916,9294.5714285714348,9388.0999999999167,null,0,0,0,8823.9285714285434,9757.0999999999403,null,null,null,null,null,null,null,null,null,null,null,null,null,null,null,null,null,null,null,null,null,null,null,null,null,"2011-02-02",2,2011,"22011",1494,1514.599999999992,1145.5,1020.5000000000018,661.79999999999575,972.00000000000125,887.49999999999989,690.6000000000023,580.19999999999948,407.59999999999718,737.1999999999897,891.49999999999363,1085.8,0,0,0,349.79999999999893,455.40000000000032]
[null,null,null,"2011-02-07",2,2011,"22011",1499,7907.1250000000109,9111.0249999999869,8792.2499999999618,7723.975000000024,8484.0249999999633,9476.6000000000022,null,10014.549999999979,9771.824999999968,9958.8249999999152,10187.075000000063,9341.0000000000036,9434.5999999999131,null,0,0,0,8866.4999999999709,9803.8499999999422,null,null,null,null,null,null,null,null,null,null,null,null,null,null,null,null,null,null,null,null,null,null,null,null,null,"2011-02-07",2,2011,"22011",1499,1514.599999999992,1145.5,1020.5000000000018,661.79999999999575,972.00000000000125,887.49999999999989,690.6000000000023,580.19999999999948,407.59999999999718,737.1999999999897,891.49999999999363,1085.8,0,0,0,349.79999999999893,455.40000000000032]
[null,null,null,"2011-02-16",2,2011,"22011",1508,7979.6714285714397,9194.7571428571227,8870.7428571428227,7792.0857142857376,8557.7285714285426,9556.0571428571511,null,10096.514285714267,9856.199999999968,10047.057142857051,10274.342857142927,9424.5714285714275,9518.2999999999065,null,0,0,0,8943.1285714285405,9887.9999999999454,null,null,null,null,null,null,null,null,null,null,null,null,null,null,null,null,null,null,null,null,null,null,null,null,null,"2011-02-16",2,2011,"22011",1508,1514.599999999992,1145.5,1020.5000000000018,661.79999999999575,972.00000000000125,887.49999999999989,690.6000000000023,580.19999999999948,407.59999999999718,737.1999999999897,891.49999999999363,1085.8,0,0,0,349.79999999999893,455.40000000000032]
[null,null,null,"2011-02-25",2,2011,"22011",1517,8052.2178571428685,9278.4892857142586,8949.2357142856836,7860.1964285714512,8631.432142857122,9635.5142857143001,null,10178.478571428555,9940.574999999968,10135.289285714187,10361.610714285791,9508.1428571428514,9601.9999999999,null,0,0,0,9019.75714285711,9972.1499999999487,null,null,null,null,null,null,null,null,null,null,null,null,null,null,null,null,null,null,null,null,null,null,null,null,null,"2011-02-25",2,2011,"22011",1517,1514.599999999992,1145.5,1020.5000000000018,661.79999999999575,972.00000000000125,887.49999999999989,690.6000000000023,580.19999999999948,407.59999999999718,737.1999999999897,891.49999999999363,1085.8,0,0,0,349.79999999999893,455.40000000000032]
[null,null,null,"2011-03-03",3,2011,"32011",1523,8099.0935483871081,9332.9354838709387,9000.9774193548092,7904.2774193548621,8679.7580645161124,9687.8193548387244,null,10232.964516129015,9997.6741935483533,10192.212903225703,10419.151612903306,9562.1193548387018,9656.6677419353819,null,0,0,0,9071.990322580612,10027.896774193498,null,null,null,null,null,null,null,null,null,null,null,null,null,null,null,null,null,null,null,null,null,null,null,null,null,"2011-03-03",3,2011,"32011",1523,1514.8785714285634,1145.8321428571428,1020.7464285714306,661.98214285713868,972.16071428571558,887.77857142857135,690.6857142857167,580.19999999999948,407.67499999999711,737.34999999998956,891.66071428570797,1086.0464285714284,0,0,0,349.82142857142753,455.41071428571462]
[null,null,null,"2011-03-14",3,2011,"32011",1534,8182.3032258064623,9430.2322580644886,9094.7612903225508,7982.6612903226078,8766.8709677419247,9782.4903225806538,null,10332.567741935462,10103.912903225766,10293.093548386987,10523.474193548473,9657.8903225806353,9754.8161290321568,null,0,0,0,9169.8548387096453,10129.451612903173,null,null,null,null,null,null,null,null,null,null,null,null,null,null,null,null,null,null,null,null,null,null,null,null,null,"2011-03-14",3,2011,"32011",1534,1515.8999999999921,1147.0499999999997,1021.6500000000026,662.64999999999611,972.75000000000148,888.80000000000007,691.00000000000284,580.19999999999948,407.94999999999686,737.89999999998906,892.24999999999386,1086.9499999999991,0,0,0,349.89999999999907,455.45000000000039]
[null,null,null,"2011-03-23",3,2011,"32011",1543,8250.383870967753,9509.8387096773931,9171.4935483870668,8046.793548387127,8838.1451612903165,9859.9483870967779,null,10414.061290322554,10190.835483870922,10375.632258064401,10608.829032258154,9736.2483870967626,9835.1193548386091,null,0,0,0,9249.9258064515816,10212.541935483816,null,null,null,null,null,null,null,null,null,null,null,null,null,null,null,null,null,null,null,null,null,null,null,null,null,"2011-03-23",3,2011,"32011",1543,1516.7357142857065,1148.0464285714281,1022.3892857142888,663.19642857142492,973.23214285714448,889.63571428571447,691.25714285714605,580.19999999999948,408.17499999999666,738.34999999998865,892.73214285713686,1087.6892857142843,0,0,0,349.96428571428487,455.48214285714329]
[null,null,null,"2011-04-01",4,2011,"42011",1552,8313.6833333333434,9584.6133333333091,9244.0599999999704,8107.1633333333666,8904.9466666666649,9933.0999999999985,null,10491.19999999997,10272.633333333282,10454.379999999879,10689.81666666676,9809.9666666666544,9910.753333333234,null,0,0,0,9325.6333333333023,10290.976666666609,null,null,null,null,null,null,null,null,null,null,null,null,null,null,null,null,null,null,null,null,null,null,null,null,null,"2011-04-01",4,2011,"42011",1552,1518.8140552995314,1149.9353686635939,1023.9044930875611,664.23375576036517,974.49619815668382,891.08179723502337,692.03410138249194,580.53225806451564,408.46854838709322,739.23709677418185,893.75426267280523,1089.1399769585234,0,0,0,350.3020737327181,455.8203917050696]
[null,null,null,"2011-04-04",4,2011,"42011",1555,8322.0333333333419,9596.6533333333118,9257.1399999999721,8117.2533333333677,8915.286666666665,9945.9999999999964,null,10505.299999999972,10286.233333333281,10470.519999999877,10705.166666666761,9822.166666666657,9923.513333333236,null,0,0,0,9339.2333333333008,10304.706666666607,null,null,null,null,null,null,null,null,null,null,null,null,null,null,null,null,null,null,null,null,null,null,null,null,null,"2011-04-04",4,2011,"42011",1555,1522.8205069124344,1152.9450460829487,1026.478686635948,665.88859447004245,977.00264976958715,893.19147465437834,693.67926267281439,581.52903225806415,408.74919354838346,740.69838709676253,895.53490783409563,1091.5206221198137,0,0,0,351.14400921658898,456.74942396313412]
[null,null,null,"2011-04-10",4,2011,"42011",1561,8338.733333333339,9620.7333333333172,9283.2999999999756,8137.4333333333698,8935.9666666666653,9971.799999999992,null,10533.499999999976,10313.433333333278,10502.799999999872,10735.866666666761,9846.5666666666621,9949.0333333332401,null,0,0,0,9366.4333333332979,10332.166666666602,null,null,null,null,null,null,null,null,null,null,null,null,null,null,null,null,null,null,null,null,null,null,null,null,null,"2011-04-10",4,2011,"42011",1561,1530.8334101382404,1158.9644009216584,1031.6270737327216,669.19827188939701,982.01555299539382,897.41082949308827,696.96958525345929,583.52258064516116,409.31048387096394,743.62096774192389,899.09619815667645,1096.2819124423941,0,0,0,352.82788018433075,458.60748847926317]
[null,null,null,"2011-04-19",4,2011,"42011",1570,8363.7833333333347,9656.8533333333253,9322.5399999999809,8167.7033333333729,8966.9866666666658,10010.499999999985,null,10575.799999999983,10354.233333333274,10551.219999999865,10781.916666666762,9883.1666666666697,9987.3133333332462,null,0,0,0,9407.2333333332936,10373.356666666596,null,null,null,null,null,null,null,null,null,null,null,null,null,null,null,null,null,null,null,null,null,null,null,null,null,"2011-04-19",4,2011,"42011",1570,1542.8527649769494,1167.9934331797228,1039.349654377882,674.16278801842884,989.53490783410382,903.73986175115317,701.90506912442663,586.51290322580667,410.15241935483465,748.00483870966593,904.43813364054768,1103.4238479262647,0,0,0,355.3536866359434,461.39458525345674]
[null,null,null,"2011-04-28",4,2011,"42011",1579,8388.8333333333303,9692.9733333333334,9361.7799999999861,8197.9733333333752,8998.0066666666662,10049.199999999979,null,10618.099999999989,10395.033333333269,10599.639999999858,10827.966666666764,9919.7666666666773,10025.593333333252,null,0,0,0,9448.0333333332892,10414.546666666589,null,null,null,null,null,null,null,null,null,null,null,null,null,null,null,null,null,null,null,null,null,null,null,null,null,"2011-04-28",4,2011,"42011",1579,1554.8721198156584,1177.0224654377873,1047.0722350230424,679.12730414746068,997.05426267281382,910.06889400921807,706.84055299539398,589.50322580645218,410.99435483870536,752.38870967740797,909.7800691244189,1110.5657834101353,0,0,0,357.87949308755606,464.18168202765031]
[null,null,null,"2011-05-03",5,2011,"52011",1584,8401.2999999999938,9711.7903225806494,9380.8258064515976,8214.0000000000418,9013.7161290322565,10068.532258064493,null,10639.025806451606,10416.03225806445,10623.241935483728,10850.122580645258,9938.2161290322692,10043.641935483791,null,0,0,0,9468.5096774193116,10436.52258064508,null,null,null,null,null,null,null,null,null,null,null,null,null,null,null,null,null,null,null,null,null,null,null,null,null,"2011-05-03",5,2011,"52011",1584,1560.973087557594,1181.4689170506904,1050.6183640552999,680.84052995391232,1000.4652304147495,913.37534562212136,709.0373271889423,590.75774193548466,411.74145161289886,754.67290322579493,912.65716589861267,1115.2728801843286,0,0,0,358.8707834101366,465.13103686636003]
[null,null,null,"2011-05-15",5,2011,"52011",1596,8428.8999999999851,9754.9516129032399,9422.1290322580389,8251.2000000000462,9048.980645161284,10111.461290322557,null,10685.129032258064,10463.761290322509,10674.609677419214,10897.812903225904,9979.4806451612967,10081.809677419273,null,0,0,0,9514.1483870967386,10487.812903225717,null,null,null,null,null,null,null,null,null,null,null,null,null,null,null,null,null,null,null,null,null,null,null,null,null,"2011-05-15",5,2011,"52011",1596,1574.6930875575952,1191.2289170506897,1057.9383640552987,683.28052995391283,1007.42523041475,920.97534562212127,713.43732718894239,593.11774193548524,413.98145161289887,759.91290322579425,919.41716589861335,1127.7528801843282,0,0,0,360.5907834101364,466.4510368663602]
[null,null,null,"2011-05-24",5,2011,"52011",1605,8449.5999999999785,9787.3225806451828,9453.1064516128699,8279.1000000000495,9075.4290322580546,10143.658064516105,null,10719.706451612908,10499.558064516053,10713.135483870828,10933.580645161388,10010.429032258067,10110.435483870884,null,0,0,0,9548.3774193548088,10526.280645161194,null,null,null,null,null,null,null,null,null,null,null,null,null,null,null,null,null,null,null,null,null,null,null,null,null,"2011-05-24",5,2011,"52011",1605,1584.983087557596,1198.5489170506892,1063.4283640552978,685.11052995391321,1012.6452304147504,926.6753456221212,716.73732718894246,594.88774193548568,415.66145161289887,763.84290322579375,924.48716589861385,1137.1128801843279,0,0,0,361.88078341013625,467.44103686636032]
[null,null,null,"2011-06-02",6,2011,"62011",1614,8468.9199999999746,9817.1133333333619,9481.8933333332934,8304.8200000000525,9100.2866666666541,10173.666666666642,null,10752.760000000009,10533.08666666659,10749.326666666528,10967.013333333432,10038.82,10136.739999999916,null,0,0,0,9580.899999999976,10562.826666666566,null,null,null,null,null,null,null,null,null,null,null,null,null,null,null,null,null,null,null,null,null,null,null,null,null,"2011-06-02",6,2011,"62011",1614,1596.7928725038335,1207.3906374807962,1070.2919124423938,688.37902457756934,1019.1310368663636,933.66351766513185,721.29754224270596,597.50956989247527,418.21973118279135,769.25440860213735,930.99178955452817,1147.4122350230373,0,0,0,363.47121351766305,469.1465207373281]
[null,null,null,"2011-06-04",6,2011,"62011",1616,8472.1399999999758,9821.7266666666965,9486.5866666666261,8308.8400000000529,9104.573333333321,10178.63333333331,null,10758.920000000009,10538.773333333258,10755.553333333193,10972.626666666767,10043.14,10140.779999999917,null,0,0,0,9586.7999999999774,10569.453333333233,null,null,null,null,null,null,null,null,null,null,null,null,null,null,null,null,null,null,null,null,null,null,null,null,null,"2011-06-04",6,2011,"62011",1616,1600.5993241167369,1210.5390245775702,1072.8854608294905,690.22418586789183,1021.5568433179766,936.21835637480922,723.29109062980274,598.75473118279785,419.47134408601715,771.60924731181467,933.55307987710876,1150.4315898617469,0,0,0,364.05831029185663,470.08200460829579]
[null,null,null,"2011-06-11",6,2011,"62011",1623,8483.4099999999798,9837.8733333333676,9503.0133333332906,8322.9100000000544,9119.576666666655,10196.016666666645,null,10780.480000000009,10558.676666666597,10777.346666666523,10992.273333333438,10058.259999999998,10154.91999999992,null,0,0,0,9607.4499999999825,10592.646666666567,null,null,null,null,null,null,null,null,null,null,null,null,null,null,null,null,null,null,null,null,null,null,null,null,null,"2011-06-11",6,2011,"62011",1623,1613.9219047618988,1221.5583794162794,1081.9628801843289,696.68225038402056,1030.0471658986219,945.16029185868001,730.26850998464147,603.1127956989269,423.85198924730747,779.8511827956853,942.51759600614082,1160.9993317972308,0,0,0,366.11314900153417,473.35619815668269]
[null,null,null,"2011-06-20",6,2011,"62011",1632,8497.8999999999851,9858.6333333333732,9524.1333333332877,8341.0000000000564,9138.8666666666559,10218.366666666647,null,10808.200000000008,10584.266666666605,10805.366666666518,11017.533333333444,10077.699999999997,10173.099999999924,null,0,0,0,9633.9999999999891,10622.466666666569,null,null,null,null,null,null,null,null,null,null,null,null,null,null,null,null,null,null,null,null,null,null,null,null,null,"2011-06-20",6,2011,"62011",1632,1631.0509370199641,1235.7261213517627,1093.633847926264,704.98547619047179,1040.9632949308802,956.65706605222817,739.23947772657698,608.71602150537854,429.48424731182359,790.44795698923326,954.04340245775347,1174.5864285714242,0,0,0,368.75508448540529,477.56587557603729]
[null,null,null,"2011-06-29",6,2011,"62011",1641,8512.3899999999903,9879.3933333333789,9545.2533333332849,8359.0900000000584,9158.1566666666567,10240.716666666649,null,10835.920000000007,10609.856666666612,10833.386666666513,11042.793333333449,10097.139999999996,10191.279999999928,null,0,0,0,9660.5499999999956,10652.28666666657,null,null,null,null,null,null,null,null,null,null,null,null,null,null,null,null,null,null,null,null,null,null,null,null,null,"2011-06-29",6,2011,"62011",1641,1648.1799692780294,1249.8938632872459,1105.3048156681991,713.28870199692301,1051.8794239631386,968.15384024577634,748.21044546851249,614.31924731183017,435.11650537633972,801.04473118278122,965.56920890936613,1188.1735253456177,0,0,0,371.39701996927641,481.77555299539188]
[null,null,null,"2011-07-10",7,2011,"72011",1652,8521.8709677419192,9895.6354838710195,9562.5677419354397,8371.4870967742518,9170.6225806451603,10258.619354838687,null,10858.48387096775,10629.570967741889,10856.596774193398,11065.148387096882,10112.138709677412,10206.848387096708,null,0,0,0,9680.2741935483864,10675.438709677328,null,null,null,null,null,null,null,null,null,null,null,null,null,null,null,null,null,null,null,null,null,null,null,null,null,"2011-07-10",7,2011,"72011",1652,1673.7165284178134,1268.3013901689669,1122.2349231950802,730.04461597541797,1070.2589938556121,987.66459293394882,762.10721966206052,627.17516129032504,439.64231182795248,815.38881720428708,983.61652073732262,1205.8498694316381,0,0,0,377.85723502303995,490.54329493087556]
[null,null,null,"2011-07-16",7,2011,"72011",1658,8526.5935483870762,9903.9967741936034,9571.5483870967328,8377.7193548387677,9176.8161290322623,10267.87096774191,null,10870.174193548395,10639.693548387055,10868.65483870953,11076.877419354942,10119.841935483862,10214.977419354776,null,0,0,0,9690.3387096774204,10687.341935483782,null,null,null,null,null,null,null,null,null,null,null,null,null,null,null,null,null,null,null,null,null,null,null,null,null,"2011-07-16",7,2011,"72011",1658,1687.8965284178128,1278.4013901689673,1131.6149231950799,739.5446159754182,1080.5589938556122,998.60459293394911,769.8472196620603,634.51516129032518,441.9823118279524,823.2888172042874,993.67652073732233,1215.5498694316375,0,0,0,381.55723502303999,495.52329493087547]
[null,null,null,"2011-07-25",7,2011,"72011",1667,8533.6774193548117,9916.5387096774793,9585.0193548386724,8387.0677419355416,9186.1064516129154,10281.748387096744,null,10887.709677419363,10654.877419354803,10886.741935483728,11094.470967742031,10131.396774193538,10227.170967741878,null,0,0,0,9705.4354838709714,10705.196774193464,null,null,null,null,null,null,null,null,null,null,null,null,null,null,null,null,null,null,null,null,null,null,null,null,null,"2011-07-25",7,2011,"72011",1667,1709.1665284178118,1293.5513901689678,1145.6849231950794,753.79461597541854,1096.0089938556125,1015.0145929339495,781.45721966205997,645.5251612903254,445.49231182795228,835.13881720428788,1008.7665207373219,1230.0998694316365,0,0,0,387.10723502304006,502.99329493087532]
[null,null,null,"2011-08-03",8,2011,"82011",1676,8540.3838709677129,9928.4516129032872,9597.745161290286,8396.5129032258665,9195.5516129032458,10294.996774193516,null,10904.770967741946,10670.409677419326,10904.490322580505,11112.170967742024,10142.72903225805,10239.170967741884,null,0,0,0,9720.0193548387178,10722.770967741852,null,null,null,null,null,null,null,null,null,null,null,null,null,null,null,null,null,null,null,null,null,null,null,null,null,"2011-08-03",8,2011,"82011",1676,1731.5045929339403,1310.0191321044517,1160.2133102918533,767.33009984638659,1111.0315745007738,1032.544915514595,793.0585099846403,655.07161290322881,449.99037634408131,847.0355913978367,1024.5942626728054,1245.9450307219583,0,0,0,392.65562211981432,509.54103686635904]
[null,null,null,"2011-08-04",8,2011,"82011",1677,8541.0451612902943,9929.6354838710286,9598.9935483870595,8397.5838709678028,9196.6354838709885,10296.329032258032,null,10906.561290322592,10672.212903225778,10906.387096774053,11114.161290322669,10143.938709677404,10240.46129032253,null,0,0,0,9721.525806451622,10724.661290322496,null,null,null,null,null,null,null,null,null,null,null,null,null,null,null,null,null,null,null,null,null,null,null,null,null,"2011-08-04",8,2011,"82011",1677,1734.22394777265,1312.1417127496129,1161.9294393241114,768.6752611367092,1112.6057680491608,1034.7416897081434,794.34560675883381,655.80709677419657,450.70973118279102,848.36784946235286,1026.5168433179667,1247.9934178187325,0,0,0,393.2717511520724,510.06361751152031]
[null,null,null,"2011-08-17",8,2011,"82011",1690,8549.6419354838526,9945.0258064516656,9615.2225806451152,8411.5064516129751,9210.7258064516445,10313.648387096744,null,10929.835483870987,10695.654838709657,10931.045161290183,11140.03548387105,10159.664516129009,10257.235483870925,null,0,0,0,9741.1096774193757,10749.235483870872,null,null,null,null,null,null,null,null,null,null,null,null,null,null,null,null,null,null,null,null,null,null,null,null,null,"2011-08-17",8,2011,"82011",1690,1769.5755606758762,1339.7352611367082,1184.2391167434666,786.1623579109031,1133.0702841781922,1063.2997542242731,811.0778648233495,665.36838709677738,460.06134408601719,865.68720430106305,1051.5103917050644,1274.6224500767964,0,0,0,401.28142857142734,516.85716589861681]
[null,null,null,"2011-08-21",8,2011,"82011",1694,8552.2870967741783,9949.7612903226309,9620.2161290322092,8415.7903225807204,9215.0612903226156,10318.977419354809,null,10936.996774193571,10702.867741935466,10938.632258064377,11147.996774193629,10164.503225806426,10262.396774193508,null,0,0,0,9747.1354838709922,10756.79677419345,null,null,null,null,null,null,null,null,null,null,null,null,null,null,null,null,null,null,null,null,null,null,null,null,null,"2011-08-21",8,2011,"82011",1694,1780.452980030715,1348.2255837173529,1191.103632872499,791.54300307219353,1139.3670583717403,1072.0868509984668,816.22625192012356,668.3103225806484,462.93876344085601,871.01623655912772,1059.2007142857099,1282.815998463893,0,0,0,403.74594470045963,518.94748847926189]
[null,null,null,"2011-08-30",8,2011,"82011",1703,8558.238709677411,9960.4161290323027,9631.4516129031708,8425.4290322581473,9224.8161290323005,10330.967741935456,null,10953.109677419383,10719.096774193536,10955.703225806314,11165.909677419431,10175.390322580613,10274.009677419321,null,0,0,0,9760.6935483871293,10773.809677419249,null,null,null,null,null,null,null,null,null,null,null,null,null,null,null,null,null,null,null,null,null,null,null,null,null,"2011-08-30",8,2011,"82011",1703,1804.9271735791024,1367.3288095238036,1206.5487941628219,803.649454685097,1153.5348003072236,1091.8578187404028,827.81012288786519,674.9296774193582,469.41295698924336,883.00655913977323,1076.5039400921621,1301.2514823348604,0,0,0,409.29110599078228,523.65071428571332]
[null,null,null,"2011-09-08",9,2011,"92011",1712,8566.8199999999906,9974.4800000000487,9644.4333333332816,8433.5133333334197,9235.8733333333712,10344.539999999977,null,10970.153333333355,10737.273333333325,10974.799999999859,11185.020000000071,10187.613333333304,10286.686666666639,null,0,0,0,9776.0133333333724,10793.219999999897,null,null,null,null,null,null,null,null,null,null,null,null,null,null,null,null,null,null,null,null,null,null,null,null,null,"2011-09-08",9,2011,"92011",1712,1825.5820122887799,1383.5417127496098,1219.9810522273383,813.43332565283856,1166.0251228878678,1107.783625192016,838.77463901689771,681.75548387097103,475.75811827956585,892.57107526880532,1091.0716820276455,1319.0418049155057,0,0,0,415.7911059907824,528.61200460829355]
[null,null,null,"2011-09-18",9,2011,"92011",1722,8576.7199999999884,9990.5800000000545,9659.0999999999531,8442.2800000000898,9248.3400000000311,10359.839999999984,null,10989.220000000014,10757.739999999996,10996.299999999856,11206.420000000066,10201.379999999974,10300.91999999998,null,0,0,0,9793.2800000000461,10815.119999999903,null,null,null,null,null,null,null,null,null,null,null,null,null,null,null,null,null,null,null,null,null,null,null,null,null,"2011-09-18",9,2011,"92011",1722,1848.0013671274896,1401.1546159754162,1234.6262135176612,823.98171274961226,1179.6702841781894,1124.9449155145969,850.87141321044646,689.36838709677738,482.79037634408184,902.86139784945021,1106.878133640548,1338.7192242703447,0,0,0,423.14594470045995,534.16039170506724]
[null,null,null,"2011-09-25",9,2011,"92011",1729,8583.6499999999869,10001.850000000059,9669.3666666666231,8448.4166666667588,9257.066666666693,10370.549999999988,null,11002.566666666675,10772.066666666666,11011.349999999853,11221.400000000061,10211.016666666643,10310.883333333319,null,0,0,0,9805.3666666667177,10830.449999999906,null,null,null,null,null,null,null,null,null,null,null,null,null,null,null,null,null,null,null,null,null,null,null,null,null,"2011-09-25",9,2011,"92011",1729,1863.6949155145865,1413.4836482334806,1244.8778264208872,831.36558371735384,1189.2218970814145,1136.9578187404036,859.33915514593059,694.69741935484183,487.71295698924303,910.06462365590164,1117.9426497695797,1352.493417818732,0,0,0,428.29433179723424,538.04426267280883]
[null,null,null,"2011-10-04",10,2011,"102011",1738,8598.9741935483707,10024.119354838769,9689.3709677418938,8462.9548387097711,9274.8096774193746,10392.561290322572,null,11028.229032258072,10796.932258064515,11040.241935483724,11249.364516129093,10232.777419354816,10331.638709677409,null,0,0,0,9826.8000000000575,10858.599999999906,null,null,null,null,null,null,null,null,null,null,null,null,null,null,null,null,null,null,null,null,null,null,null,null,null,"2011-10-04",10,2011,"102011",1738,1879.8245929339414,1425.9434331797174,1255.1604070660487,838.63977726574069,1198.8844777265754,1149.1117972350278,867.46754224270489,699.27720430107854,491.81575268816761,917.19645161289077,1129.432542242698,1366.3054608294849,0,0,0,433.41175115207307,541.08512288786255]
[null,null,null,"2011-10-05",10,2011,"102011",1739,8601.567741935467,10027.674193548446,9692.5387096773775,8465.4935483871905,9277.6870967742125,10396.151612903217,null,11032.261290322589,10800.590322580643,11044.777419354692,11253.680645161352,10236.496774193525,10335.048387096764,null,0,0,0,9830.0000000000582,10862.899999999905,null,null,null,null,null,null,null,null,null,null,null,null,null,null,null,null,null,null,null,null,null,null,null,null,null,"2011-10-05",10,2011,"102011",1739,1881.0545929339414,1426.8567665130508,1255.9004070660487,839.13977726574069,1199.5944777265754,1150.0051305683612,867.98754224270488,699.47053763441193,491.96241935483425,917.69311827955744,1130.3292089093648,1367.2987941628182,0,0,0,433.77175115207308,541.15178955452927]
[null,null,null,"2011-10-17",10,2011,"102011",1751,8632.6903225806218,10070.332258064569,9730.5516129031821,8495.9580645162223,9312.2161290322674,10439.235483870958,null,11080.648387096793,10844.487096774184,11099.20322580631,11305.474193548456,10281.129032258039,10375.964516129023,null,0,0,0,9868.4000000000669,10914.499999999896,null,null,null,null,null,null,null,null,null,null,null,null,null,null,null,null,null,null,null,null,null,null,null,null,null,"2011-10-17",10,2011,"102011",1751,1895.8145929339416,1437.8167665130518,1264.7804070660488,845.13977726574069,1208.1144777265758,1160.7251305683624,874.22754224270466,701.79053763441254,493.72241935483402,923.65311827955748,1141.0892089093659,1379.2187941628183,0,0,0,438.09175115207324,541.95178955452991]
[null,null,null,"2011-10-22",10,2011,"102011",1756,8645.658064516103,10088.106451612954,9746.3903225806007,8508.6516129033189,9326.603225806457,10457.187096774183,null,11100.809677419378,10862.777419354827,11121.880645161151,11327.05483870975,10299.725806451586,10393.012903225797,null,0,0,0,9884.4000000000706,10935.999999999893,null,null,null,null,null,null,null,null,null,null,null,null,null,null,null,null,null,null,null,null,null,null,null,null,null,"2011-10-22",10,2011,"102011",1756,1901.9645929339417,1442.3834331797188,1268.4804070660489,847.63977726574069,1211.664477726576,1165.1917972350295,876.82754224270457,702.75720430107947,494.45575268816725,926.13645161289082,1145.5725422426997,1384.185460829485,0,0,0,439.89175115207331,542.28512288786351]
[null,null,null,"2011-10-31",10,2011,"102011",1765,8668.9999999999691,10120.100000000046,9774.8999999999542,8531.5000000000928,9352.4999999999982,10489.499999999989,null,11137.100000000031,10895.699999999983,11162.699999999864,11365.900000000078,10333.199999999972,10423.699999999992,null,0,0,0,9913.2000000000771,10974.699999999886,null,null,null,null,null,null,null,null,null,null,null,null,null,null,null,null,null,null,null,null,null,null,null,null,null,"2011-10-31",10,2011,"102011",1765,1913.0345929339419,1450.6034331797196,1275.140407066049,852.13977726574069,1218.0544777265764,1173.2317972350304,881.5075422427044,704.49720430107993,495.77575268816707,930.60645161289085,1153.6425422427005,1393.1254608294851,0,0,0,443.13175115207343,542.88512288786399]
[null,null,null,"2011-11-09",11,2011,"112011",1774,8715.109999999966,10172.720000000043,9819.2699999999568,8564.3200000000998,9399.6,10547.789999999995,null,11194.820000000036,10947.239999999989,11221.139999999868,11429.170000000084,10393.37999999997,10476.169999999991,null,0,0,0,9959.1600000000763,11031.669999999885,null,null,null,null,null,null,null,null,null,null,null,null,null,null,null,null,null,null,null,null,null,null,null,null,null,"2011-11-09",11,2011,"112011",1774,1913.5862058371672,1450.9808525345579,1275.5758909370163,852.28493855606314,1218.1996390168988,1173.2608294930949,881.59463901689787,704.61333333333789,495.77575268816707,930.63548387095534,1153.729639016894,1393.299654377872,0,0,0,443.27691244239588,542.88512288786399]
[null,null,null,"2011-11-18",11,2011,"112011",1783,8761.219999999963,10225.34000000004,9863.6399999999594,8597.1400000001067,9446.7000000000025,10606.080000000002,null,11252.540000000041,10998.779999999995,11279.579999999873,11492.44000000009,10453.559999999969,10528.63999999999,null,0,0,0,10005.120000000075,11088.639999999885,null,null,null,null,null,null,null,null,null,null,null,null,null,null,null,null,null,null,null,null,null,null,null,null,null,"2011-11-18",11,2011,"112011",1783,1914.1378187403925,1451.3582718893963,1276.0113748079837,852.43009984638559,1218.3448003072212,1173.2898617511594,881.68173579109134,704.72946236559585,495.77575268816707,930.66451612901983,1153.8167357910875,1393.4738479262589,0,0,0,443.42207373271833,542.88512288786399]
[null,null,null,"2011-11-26",11,2011,"112011",1791,8802.2066666666269,10272.113333333371,9903.0799999999617,8626.3133333334463,9488.5666666666712,10657.893333333341,null,11303.846666666712,11044.593333333334,11331.526666666543,11548.680000000095,10507.053333333301,10575.27999999999,null,0,0,0,10045.973333333408,11139.279999999884,null,null,null,null,null,null,null,null,null,null,null,null,null,null,null,null,null,null,null,null,null,null,null,null,null,"2011-11-26",11,2011,"112011",1791,1914.6281413210372,1451.6937557603637,1276.3984715821769,852.55913210444999,1218.4738325652856,1173.3156682027723,881.75915514592998,704.83268817204737,495.77575268816707,930.69032258063271,1153.8941551459261,1393.6286866359362,0,0,0,443.55110599078273,542.88512288786399]
[null,null,null,"2011-12-05",12,2011,"122011",1800,8866.4741935483471,10342.500000000035,9965.1548387096427,8677.9000000001142,9552.7903225806476,10732.783870967751,null,11379.903225806496,11118.645161290327,11409.88709677407,11628.977419354937,10584.025806451584,10651.083870967734,null,0,0,0,10106.787096774267,11216.116129032145,null,null,null,null,null,null,null,null,null,null,null,null,null,null,null,null,null,null,null,null,null,null,null,null,null,"2011-12-05",12,2011,"122011",1800,1914.8733026113596,1451.8614976958474,1276.5920199692735,852.62364823348219,1218.5383486943178,1173.3285714285787,881.7978648233493,704.88430107527313,495.77575268816707,930.70322580643915,1153.9328648233454,1393.7061059907749,0,0,0,443.61562211981493,542.88512288786399]
[null,null,null,"2011-12-06",12,2011,"122011",1801,8875.2290322580247,10351.900000000034,9973.6258064515787,8685.3000000001139,9561.4483870967761,10742.580645161299,null,11389.983870967786,11128.874193548392,11420.364516128908,11639.412903225904,10594.070967741907,10661.580645161283,null,0,0,0,10114.864516129106,11226.419354838597,null,null,null,null,null,null,null,null,null,null,null,null,null,null,null,null,null,null,null,null,null,null,null,null,null,"2011-12-06",12,2011,"122011",1801,1914.8733026113596,1451.8614976958474,1276.5920199692735,852.62364823348219,1218.5383486943178,1173.3285714285787,881.7978648233493,704.88430107527313,495.77575268816707,930.70322580643915,1153.9328648233454,1393.7061059907749,0,0,0,443.61562211981493,542.88512288786399]
[null,null,null,"2011-12-17",12,2011,"122011",1812,8971.5322580644788,10455.30000000003,10066.806451612874,8766.7000000001099,9656.6870967741888,10850.345161290328,null,11500.870967741974,11241.393548387105,11535.616129032129,11754.20322580655,10704.567741935465,10777.04516129032,null,0,0,0,10203.716129032331,11339.754838709572,null,null,null,null,null,null,null,null,null,null,null,null,null,null,null,null,null,null,null,null,null,null,null,null,null,"2011-12-17",12,2011,"122011",1812,1914.8733026113596,1451.8614976958474,1276.5920199692735,852.62364823348219,1218.5383486943178,1173.3285714285787,881.7978648233493,704.88430107527313,495.77575268816707,930.70322580643915,1153.9328648233454,1393.7061059907749,0,0,0,443.61562211981493,542.88512288786399]
[null,null,null,"2011-12-23",12,2011,"122011",1818,9024.0612903225447,10511.700000000028,10117.63225806449,8811.1000000001077,9708.6354838709594,10909.125806451617,null,11561.354838709713,11302.767741935493,11598.480645161158,11816.816129032357,10764.838709677406,10840.025806451613,null,0,0,0,10252.180645161363,11401.574193548286,null,null,null,null,null,null,null,null,null,null,null,null,null,null,null,null,null,null,null,null,null,null,null,null,null,"2011-12-23",12,2011,"122011",1818,1914.8733026113596,1451.8614976958474,1276.5920199692735,852.62364823348219,1218.5383486943178,1173.3285714285787,881.7978648233493,704.88430107527313,495.77575268816707,930.70322580643915,1153.9328648233454,1393.7061059907749,0,0,0,443.61562211981493,542.88512288786399]
[null,null,null,"2012-01-01",1,2012,"12012",1827,9103.019354838676,10596.583870967766,10194.574193548366,8878.2258064517173,9787.2096774193415,10997.816129032261,null,11652.519354838741,11395.141935483882,11692.793548386961,11911.470967742034,10855.609677419348,10934.409677419359,null,0,0,0,10325.641935483944,11493.796774193452,null,null,null,null,null,null,null,null,null,null,null,null,null,null,null,null,null,null,null,null,null,null,null,null,null,"2012-01-01",1,2012,"12012",1827,1914.8733026113596,1451.8614976958474,1276.5920199692735,852.62364823348219,1218.5383486943178,1173.3285714285787,881.7978648233493,704.88430107527313,495.77575268816707,930.70322580643915,1153.9328648233454,1393.7061059907749,0,0,0,443.61562211981493,542.88512288786399]
[null,null,null,"2012-01-10",1,2012,"12012",1836,9183.2935483870679,10683.738709677438,10277.141935483856,8949.5580645162299,9870.9967741935325,11090.661290322589,null,11747.193548387137,11490.019354838716,11787.235483870823,12012.009677419448,10949.296774193543,11028.096774193553,null,0,0,0,10405.219354838788,11581.967741935385,null,null,null,null,null,null,null,null,null,null,null,null,null,null,null,null,null,null,null,null,null,null,null,null,null,"2012-01-10",1,2012,"12012",1836,1914.8733026113596,1451.8614976958474,1276.5920199692735,852.62364823348219,1218.5383486943178,1173.3285714285787,881.7978648233493,704.88430107527313,495.77575268816707,930.70322580643915,1153.9328648233454,1393.7061059907749,0,0,0,443.61562211981493,542.88512288786399]
[null,null,null,"2012-01-18",1,2012,"12012",1844,9254.6483870967495,10761.209677419369,10350.535483870959,9012.9645161291301,9945.4741935483689,11173.190322580658,null,11831.348387096821,11574.35483870968,11871.18387096759,12101.377419354927,11032.574193548382,11111.374193548392,null,0,0,0,10475.95483870976,11660.34193548377,null,null,null,null,null,null,null,null,null,null,null,null,null,null,null,null,null,null,null,null,null,null,null,null,null,"2012-01-18",1,2012,"12012",1844,1914.8733026113596,1451.8614976958474,1276.5920199692735,852.62364823348219,1218.5383486943178,1173.3285714285787,881.7978648233493,704.88430107527313,495.77575268816707,930.70322580643915,1153.9328648233454,1393.7061059907749,0,0,0,443.61562211981493,542.88512288786399]
[null,null,null,"2012-01-27",1,2012,"12012",1853,9334.9225806451414,10848.364516129041,10433.10322580645,9084.2967741936427,10029.26129032256,11266.035483870986,null,11926.022580645216,11669.232258064514,11965.625806451453,12201.916129032341,11126.261290322576,11205.061290322587,null,0,0,0,10555.532258064604,11748.512903225703,null,null,null,null,null,null,null,null,null,null,null,null,null,null,null,null,null,null,null,null,null,null,null,null,null,"2012-01-27",1,2012,"12012",1853,1914.8733026113596,1451.8614976958474,1276.5920199692735,852.62364823348219,1218.5383486943178,1173.3285714285787,881.7978648233493,704.88430107527313,495.77575268816707,930.70322580643915,1153.9328648233454,1393.7061059907749,0,0,0,443.61562211981493,542.88512288786399]
[null,null,null,"2012-02-05",2,2012,"22012",1862,9425.3931034482557,10946.100000000002,10525.024137931037,9164.0517241380239,10121.034482758596,11365.955172413813,null,12026.082758620751,11764.244827586201,12057.117241379145,12304.78965517249,11225.951724137927,11308.372413793109,null,0,0,0,10642.986206896647,11833.372413792995,null,null,null,null,null,null,null,null,null,null,null,null,null,null,null,null,null,null,null,null,null,null,null,null,null,"2012-02-05",2,2012,"22012",1862,1914.9250267492901,1451.9477045923986,1276.5920199692735,852.62364823348219,1218.5383486943178,1173.4665024630615,881.84958896128035,704.88430107527313,495.82747682609812,930.70322580643915,1154.0018303405868,1393.792312887326,0,0,0,443.61562211981493,542.88512288786399]
[null,null,null,"2012-02-06",2,2012,"22012",1863,9436.3517241379104,10957.900000000001,10536.068965517245,9173.6620689656102,10131.941379310319,11377.686206896571,null,12037.679310344889,11774.813793103442,12067.020689655006,12316.427586206972,11237.562068965513,11320.70689655173,null,0,0,0,10653.403448275958,11842.506896551615,null,null,null,null,null,null,null,null,null,null,null,null,null,null,null,null,null,null,null,null,null,null,null,null,null,"2012-02-06",2,2012,"22012",1863,1914.9353715768762,1451.9649459717089,1276.5920199692735,852.62364823348219,1218.5383486943178,1173.494088669958,881.85993378886656,704.88430107527313,495.83782165368433,930.70322580643915,1154.0156234440351,1393.8095542666363,0,0,0,443.61562211981493,542.88512288786399]
[null,null,null,"2012-02-16",2,2012,"22012",1873,9545.9379310344575,11075.899999999994,10646.517241379317,9269.7655172414725,10241.010344827555,11494.996551724154,null,12153.644827586273,11880.503448275851,12166.055172413622,12432.80689655179,11353.665517241376,11444.051724137937,null,0,0,0,10757.57586206907,11933.851724137814,null,null,null,null,null,null,null,null,null,null,null,null,null,null,null,null,null,null,null,null,null,null,null,null,null,"2012-02-16",2,2012,"22012",1873,1915.0388198527371,1452.1373597648112,1276.5920199692735,852.62364823348219,1218.5383486943178,1173.7699507389236,881.96338206472865,704.88430107527313,495.94126992954642,930.70322580643915,1154.1535544785179,1393.9819680597386,0,0,0,443.61562211981493,542.88512288786399]
[null,null,null,"2012-02-23",2,2012,"22012",1880,9622.6482758620405,11158.499999999989,10723.831034482768,9337.0379310345761,10317.35862068962,11577.113793103463,null,12234.820689655242,11954.486206896538,12235.379310344653,12514.272413793164,11434.937931034479,11530.393103448281,null,0,0,0,10830.496551724249,11997.793103448153,null,null,null,null,null,null,null,null,null,null,null,null,null,null,null,null,null,null,null,null,null,null,null,null,null,"2012-02-23",2,2012,"22012",1880,1915.1112336458398,1452.2580494199829,1276.5920199692735,852.62364823348219,1218.5383486943178,1173.9630541871995,882.03579585783211,704.88430107527313,496.01368372264989,930.70322580643915,1154.2501062026558,1394.1026577149103,0,0,0,443.61562211981493,542.88512288786399]
[null,null,null,"2012-03-03",3,2012,"32012",1889,9707.2419354838403,11251.422580645145,10812.600000000011,9412.7677419355787,10402.938709677383,11670.49354838711,null,12326.725806451683,12038.85161290321,12317.725806451435,12607.490322580699,11526.993548387092,11628.303225806454,null,0,0,0,10913.729032258181,12073.735483870843,null,null,null,null,null,null,null,null,null,null,null,null,null,null,null,null,null,null,null,null,null,null,null,null,null,"2012-03-03",3,2012,"32012",1889,1916.0733026113562,1453.155046082941,1277.3758909370154,853.03009984638538,1219.2835099846404,1174.5350230414824,882.69786482334951,705.46494623656361,496.33704301074772,931.31290322579412,1154.7199615975394,1394.6899769585139,0,0,0,443.97368663594398,543.27221966205752]
[null,null,null,"2012-03-12",3,2012,"32012",1898,9763.767741935455,11317.790322580626,10880.100000000011,9466.9709677420342,10463.354838709647,11739.474193548403,null,12393.703225806514,12101.706451612892,12386.503225806273,12677.661290322632,11594.174193548379,11700.012903225801,null,0,0,0,10975.916129032375,12137.141935483754,null,null,null,null,null,null,null,null,null,null,null,null,null,null,null,null,null,null,null,null,null,null,null,null,null,"2012-03-12",3,2012,"32012",1898,1918.7733026113558,1455.5356912442312,1279.7275038402411,854.24945468509497,1221.5189938556082,1175.754377880193,884.49786482334991,707.20688172043504,497.12091397848945,933.14193548385902,1155.881251920121,1396.1415898617404,0,0,0,445.04788018433112,544.43350998463814]
[null,null,null,"2012-03-19",3,2012,"32012",1905,9807.7322580644886,11369.409677419333,10932.600000000011,9509.1290322581663,10510.345161290297,11793.125806451631,null,12445.796774193605,12150.593548387089,12439.996774193369,12732.238709677469,11646.425806451602,11755.787096774182,null,0,0,0,11024.28387096786,12186.458064516019,null,null,null,null,null,null,null,null,null,null,null,null,null,null,null,null,null,null,null,null,null,null,null,null,null,"2012-03-19",3,2012,"32012",1905,1920.8733026113555,1457.3873041474569,1281.5565360983055,855.1978417818691,1223.2577035330276,1176.702764976968,885.89786482335023,708.56172043011281,497.73059139784414,934.5645161290206,1156.7844777265734,1397.2706221198055,0,0,0,445.8833640552989,545.33673579108972]
[null,null,null,"2012-03-29",3,2012,"32012",1915,9870.5387096773939,11443.151612903201,11007.600000000011,9569.3548387097835,10577.474193548369,11869.770967741957,null,12520.216129032306,12220.432258064513,12516.416129032077,12810.20645161295,11721.07096774192,11835.464516129012,null,0,0,0,11093.380645161409,12256.909677419253,null,null,null,null,null,null,null,null,null,null,null,null,null,null,null,null,null,null,null,null,null,null,null,null,null,"2012-03-29",3,2012,"32012",1915,1923.873302611355,1460.0324654377794,1284.1694393241119,856.55268049154643,1225.7415745007695,1178.0576036866464,887.89786482335069,710.49720430108107,498.6015591397794,936.59677419353716,1158.0748003072197,1398.8835253456127,0,0,0,447.07691244239572,546.62705837173485]
[null,null,null,"2012-04-07",4,2012,"42012",1924,9928.3899999999703,11510.516666666639,11076.733333333346,9629.5133333334379,10633.08666666665,11944.740000000025,null,12594.903333333377,12293.526666666665,12591.82999999982,12888.053333333381,11792.74666666665,11905.929999999984,null,0,0,0,11165.440000000117,12331.106666666563,null,null,null,null,null,null,null,null,null,null,null,null,null,null,null,null,null,null,null,null,null,null,null,null,null,"2012-04-07",4,2012,"42012",1924,1924.7299692780214,1460.8414976958436,1284.7853533026064,856.82364823348189,1226.3083486943178,1178.398571428582,888.41453149001734,710.88430107527472,498.77575268816645,937.00322580644047,1158.4261981566822,1399.346105990774,0,0,0,447.31562211981509,546.90845622119718]
[null,null,null,"2012-04-08",4,2012,"42012",1925,9934.8599999999697,11518.033333333306,11084.46666666668,9636.3866666667709,10639.113333333316,11953.260000000026,null,12603.44666666671,12301.973333333332,12600.41999999982,12896.946666666714,11800.853333333316,11913.719999999985,null,0,0,0,11173.760000000117,12339.693333333229,null,null,null,null,null,null,null,null,null,null,null,null,null,null,null,null,null,null,null,null,null,null,null,null,null,"2012-04-08",4,2012,"42012",1925,1924.766635944688,1460.8814976958436,1284.7986866359397,856.82364823348189,1226.3183486943178,1178.408571428582,888.43119815668399,710.88430107527472,498.77575268816645,937.00322580644047,1158.4395314900155,1399.366105990774,0,0,0,447.31562211981509,546.91178955453051]
[null,null,null,"2012-04-17",4,2012,"42012",1934,9993.0899999999638,11585.683333333303,11154.066666666682,9698.2466666667679,10693.353333333316,12029.94000000003,null,12680.336666666708,12377.993333333332,12677.729999999821,12976.986666666715,11873.813333333315,11983.829999999993,null,0,0,0,11248.640000000114,12416.973333333224,null,null,null,null,null,null,null,null,null,null,null,null,null,null,null,null,null,null,null,null,null,null,null,null,null,"2012-04-17",4,2012,"42012",1934,1925.0966359446877,1461.2414976958432,1284.9186866359396,856.82364823348189,1226.4083486943177,1178.498571428582,888.58119815668385,710.88430107527472,498.77575268816645,937.00322580644047,1158.5595314900154,1399.5461059907739,0,0,0,447.31562211981509,546.94178955453049]
[null,null,null,"2012-04-25",4,2012,"42012",1942,10044.849999999959,11645.816666666635,11215.933333333351,9753.2333333334318,10741.566666666649,12098.100000000033,null,12748.683333333373,12445.566666666666,12746.449999999822,13048.133333333382,11938.666666666648,12046.15,null,0,0,0,11315.200000000112,12485.666666666553,null,null,null,null,null,null,null,null,null,null,null,null,null,null,null,null,null,null,null,null,null,null,null,null,null,"2012-04-25",4,2012,"42012",1942,1925.3899692780208,1461.5614976958429,1285.0253533026062,856.82364823348189,1226.4883486943177,1178.5785714285819,888.71453149001707,710.88430107527472,498.77575268816645,937.00322580644047,1158.666198156682,1399.7061059907737,0,0,0,447.31562211981509,546.96845622119713]
[null,null,null,"2012-05-04",5,2012,"52012",1951,10089.961290322537,11699.01290322577,11270.509677419372,9801.8709677420302,10786.641935483851,12159.383870967775,null,12810.703225806486,12509.064516129034,12814.070967741758,13114.767741935531,11997.483870967726,12102.390322580648,null,0,0,0,11375.806451613016,12549.787096774076,null,null,null,null,null,null,null,null,null,null,null,null,null,null,null,null,null,null,null,null,null,null,null,null,null,"2012-05-04",5,2012,"52012",1951,1932.0894316436124,1466.7034331797138,1289.5565360983046,859.03009984638493,1230.7448003072207,1182.4737327189046,892.61721966206017,713.9423655914037,499.66607526881171,939.4806451612792,1161.6748003072196,1402.9673963133541,0,0,0,449.28981566820221,549.91415514592836]
[null,null,null,"2012-05-13",5,2012,"52012",1960,10118.674193548346,11734.141935483827,11306.306451612916,9833.9806451613804,10820.261290322554,12201.422580645189,null,12854.135483870996,12556.909677419362,12869.580645161112,13164.645161290366,12038.622580645153,12141.293548387097,null,0,0,0,11418.570967742055,12597.458064516009,null,null,null,null,null,null,null,null,null,null,null,null,null,null,null,null,null,null,null,null,null,null,null,null,null,"2012-05-13",5,2012,"52012",1960,1946.7507219661941,1477.8227880184236,1299.6016973886262,863.99461597541676,1240.2093164362525,1191.1253456221307,901.21076804915731,720.8230107526939,501.66930107526355,945.05483870966634,1168.2941551459294,1410.0802995391603,0,0,0,453.73175115207323,556.50447772657367]
[null,null,null,"2012-05-19",5,2012,"52012",1966,10137.816129032219,11757.561290322532,11330.170967741946,9855.3870967742805,10842.674193548357,12229.448387096798,null,12883.090322580669,12588.806451612914,12906.587096774014,13197.896774193588,12066.048387096771,12167.229032258063,null,0,0,0,11447.080645161413,12629.238709677298,null,null,null,null,null,null,null,null,null,null,null,null,null,null,null,null,null,null,null,null,null,null,null,null,null,"2012-05-19",5,2012,"52012",1966,1956.5249155145818,1485.2356912442301,1306.298471582174,867.30429339477132,1246.5189938556071,1196.8930875576148,906.93980030722207,725.41010752688737,503.00478494623144,948.77096774192444,1172.7070583717359,1414.822235023031,0,0,0,456.69304147465391,560.89802611367054]
[null,null,null,"2012-05-30",5,2012,"52012",1977,10172.909677419319,11800.496774193491,11373.922580645167,9894.6322580645974,10883.764516128995,12280.829032258081,null,12936.174193548402,12647.28387096776,12974.432258064335,13258.858064516164,12116.329032258071,12214.777419354834,null,0,0,0,11499.348387096905,12687.503225806327,null,null,null,null,null,null,null,null,null,null,null,null,null,null,null,null,null,null,null,null,null,null,null,null,null,"2012-05-30",5,2012,"52012",1977,1974.4442703532927,1498.8260138248754,1318.5758909370115,873.37203533025468,1258.0867357910904,1207.4672811060022,917.44302611367414,733.81978494624207,505.45317204300591,955.58387096773095,1180.7973809523812,1423.5157834101274,0,0,0,462.12207373271849,568.95286482334814]
[null,null,null,"2012-06-08",6,{"$f":"YEAR(D2105)","v":2012},{"$f":"E2105&F2105","v":"62012"},1986,{"$f":"SUMIF($AF$268:$AF$411,$G2105,AG$268:AG$411)+I2104","v":10188.446666666629},{"$f":"SUMIF($AF$268:$AF$411,$G2105,AH$268:AH$411)+J2104","v":11821.466666666607},{"$f":"SUMIF($AF$268:$AF$411,$G2105,AI$268:AI$411)+K2104","v":11392.113333333338},{"$f":"SUMIF($AF$268:$AF$411,$G2105,AJ$268:AJ$411)+L2104","v":9913.3733333334203},{"$f":"SUMIF($AF$268:$AF$411,$G2105,AK$268:AK$411)+M2104","v":10901.979999999958},{"$f":"SUMIF($AF$268:$AF$411,$G2105,AL$268:AL$411)+N2104","v":12306.753333333343},null,{"$f":"SUMIF($AF$268:$AF$411,$G2105,AM$268:AM$411)+P2104","v":12960.253333333341},{"$f":"SUMIF($AF$268:$AF$411,$G2105,AN$268:AN$411)+Q2104","v":12676.73333333335},{"$f":"SUMIF($AF$268:$AF$411,$G2105,AO$268:AO$411)+R2104","v":13011.239999999818},{"$f":"SUMIF($AF$268:$AF$411,$G2105,AP$268:AP$411)+S2104","v":13287.813333333364},{"$f":"SUMIF($AF$268:$AF$411,$G2105,AQ$268:AQ$411)+T2104","v":12140.926666666679},{"$f":"SUMIF($AF$268:$AF$411,$G2105,AR$268:AR$411)+U2104","v":12237.899999999998},null,{"$f":"SUMIF($AF$268:$AF$411,$G2105,AS$268:AS$411)+W2104","v":0},{"$f":"SUMIF($AF$268:$AF$411,$G2105,AT$268:AT$411)+X2104","v":0},{"$f":"SUMIF($AF$268:$AF$411,$G2105,AU$268:AU$411)+Y2104","v":0},{"$f":"SUMIF($AF$268:$AF$411,$G2105,AV$268:AV$411)+Z2104","v":11525.246666666799},{"$f":"SUMIF($AF$268:$AF$411,$G2105,AW$268:AW$411)+AA2104","v":12719.09333333321},null,null,null,null,null,null,null,null,null,null,null,null,null,null,null,null,null,null,null,null,null,null,null,null,null,"2012-06-08",{"$f":"MONTH(BA2105)","v":6},{"$f":"YEAR(BA2105)","v":2012},{"$f":"BB2105&BC2105","v":"62012"},1986,{"$f":"SUMIF($AF$268:$AF$411,$G2105,CB$441:CB$522)+BF2104","v":1988.0466359446907},{"$f":"SUMIF($AF$268:$AF$411,$G2105,CC$441:CC$522)+BG2104","v":1509.3681643625105},{"$f":"SUMIF($AF$268:$AF$411,$G2105,CD$441:CD$522)+BH2104","v":1325.8253533026027},{"$f":"SUMIF($AF$268:$AF$411,$G2105,CE$441:CE$522)+BI2104","v":876.91031490014711},{"$f":"SUMIF($AF$268:$AF$411,$G2105,CF$441:CF$522)+BJ2104","v":1266.3916820276502},{"$f":"SUMIF($AF$268:$AF$411,$G2105,CG$441:CG$522)+BK2104","v":1214.6952380952494},{"$f":"SUMIF($AF$268:$AF$411,$G2105,CH$441:CH$522)+BL2104","v":923.25119815668506},{"$f":"SUMIF($AF$268:$AF$411,$G2105,CI$441:CI$522)+BM2104","v":737.49096774194106},{"$f":"SUMIF($AF$268:$AF$411,$G2105,CJ$441:CJ$522)+BN2104","v":506.90241935483368},{"$f":"SUMIF($AF$268:$AF$411,$G2105,CK$441:CK$522)+BO2104","v":961.3765591397738},{"$f":"SUMIF($AF$268:$AF$411,$G2105,CL$441:CL$522)+BP2104","v":1187.9595314900153},{"$f":"SUMIF($AF$268:$AF$411,$G2105,CM$441:CM$522)+BQ2104","v":1432.7327726574388},{"$f":"SUMIF($AF$268:$AF$411,$G2105,CN$441:CN$522)+BR2104","v":0},{"$f":"SUMIF($AF$268:$AF$411,$G2105,CO$441:CO$522)+BS2104","v":0},{"$f":"SUMIF($AF$268:$AF$411,$G2105,CP$441:CP$522)+BT2104","v":0},{"$f":"SUMIF($AF$268:$AF$411,$G2105,CQ$441:CQ$522)+BU2104","v":464.48228878648206},{"$f":"SUMIF($AF$268:$AF$411,$G2105,CR$441:CR$522)+BV2104","v":572.40512288786454}]
[null,null,null,"2012-06-09",{"$f":"MONTH(D2106)","v":6},2012,"62012",1987,10189.989999999962,11823.59999999994,11393.890000000005,9915.2700000000877,10903.789999999957,12309.410000000009,null,12962.660000000007,12679.750000000016,13015.069999999818,13290.740000000031,12143.430000000013,12240.249999999998,null,0,0,0,11527.890000000132,12722.379999999877,null,null,null,null,null,null,null,null,null,null,null,null,null,null,null,null,null,null,null,null,null,null,null,null,null,"2012-06-09",6,2012,"62012",1987,1989.5433026113574,1510.5314976958439,1326.5920199692694,877.28364823348045,1267.2983486943169,1215.4785714285827,923.85786482335175,737.85430107527441,507.05575268816699,962.02322580644045,1188.7628648233485,1433.7861059907721,0,0,0,464.71562211981541,572.74512288786457]
[null,null,null,"2012-06-18",6,2012,"62012",1996,10203.879999999959,11842.799999999939,11409.880000000005,9932.3400000000947,10920.079999999953,12333.320000000002,null,12984.32,12706.900000000014,13049.539999999817,13317.080000000027,12165.960000000019,12261.400000000001,null,0,0,0,11551.680000000133,12751.959999999879,null,null,null,null,null,null,null,null,null,null,null,null,null,null,null,null,null,null,null,null,null,null,null,null,null,"2012-06-18",6,2012,"62012",1996,2003.0133026113574,1521.0014976958446,1333.4920199692692,880.64364823348046,1275.4583486943177,1222.5285714285824,929.3178648233519,741.1243010752745,508.43575268816676,967.84322580644027,1195.9928648233481,1443.2661059907716,0,0,0,466.81562211981554,575.80512288786485]
[null,null,null,"2012-06-26",6,2012,"62012",2004,10216.226666666624,11859.866666666605,11424.093333333338,9947.5133333334343,10934.559999999949,12354.573333333328,null,13003.573333333326,12731.033333333346,13080.179999999817,13340.493333333357,12185.986666666691,12280.200000000004,null,0,0,0,11572.826666666801,12778.253333333214,null,null,null,null,null,null,null,null,null,null,null,null,null,null,null,null,null,null,null,null,null,null,null,null,null,"2012-06-26",6,2012,"62012",2004,2014.9866359446908,1530.3081643625119,1339.6253533026024,883.63031490014714,1282.7116820276517,1228.7952380952488,934.17119815668536,744.03096774194125,509.66241935483322,973.01655913977345,1202.4195314900144,1451.6927726574379,0,0,0,468.68228878648233,578.52512288786511]
[null,null,null,"2012-07-05",7,2012,"72012",2013,10225.722580645119,11874.867741935423,11437.458064516137,9960.5516129033294,10947.21935483866,12372.78064516128,null,13020.296774193541,12750.535483870979,13105.983870967562,13360.700000000026,12202.048387096798,12295.987096774203,null,0,0,0,11592.335483871098,12801.254838709561,null,null,null,null,null,null,null,null,null,null,null,null,null,null,null,null,null,null,null,null,null,null,null,null,null,"2012-07-05",7,2012,"72012",2013,2032.9571735790998,1544.5905299539104,1350.2887941628173,890.70429339477084,1294.6609293394804,1239.751152073743,943.04947772657772,750.27462365591998,513.48543010752121,982.03870967740761,1213.9231874039931,1465.3899769585134,0,0,0,471.93820276497689,582.8689938556073]
[null,null,null,"2012-07-14",7,2012,"72012",2022,10231.703225806412,11886.509677419295,11448.722580645175,9970.3645161291352,10956.974193548345,12386.425806451598,null,13033.070967741933,12763.919354838721,13124.854838709505,13376.000000000033,12212.935483870986,12307.483870967757,null,0,0,0,11608.419354838834,12818.993548386985,null,null,null,null,null,null,null,null,null,null,null,null,null,null,null,null,null,null,null,null,null,null,null,null,null,"2012-07-14",7,2012,"72012",2022,2054.5281413210359,1561.9227880184271,1363.9629877112043,900.7494546850935,1309.6415745007714,1253.8317972350328,954.66238095238384,758.89720430108162,519.26284946235978,993.62258064514924,1228.8457680491551,1482.4609447004498,0,0,0,476.11884792626699,588.23996159754302]
[null,null,null,"2012-07-23",7,2012,"72012",2031,10237.683870967705,11898.151612903168,11459.987096774214,9980.1774193549409,10966.72903225803,12400.070967741916,null,13045.845161290325,12777.303225806463,13143.725806451448,13391.300000000039,12223.822580645174,12318.980645161311,null,0,0,0,11624.503225806569,12836.732258064409,null,null,null,null,null,null,null,null,null,null,null,null,null,null,null,null,null,null,null,null,null,null,null,null,null,"2012-07-23",7,2012,"72012",2031,2076.0991090629723,1579.2550460829439,1377.6371812595912,910.79461597541615,1324.6222196620624,1267.9124423963226,966.27528417818996,767.51978494624325,525.04026881719835,1005.2064516128909,1243.7683486943172,1499.5319124423861,0,0,0,480.2994930875571,593.61092933947873]
[null,null,null,"2012-08-01",8,2012,"82012",2040,10243.467741935448,11909.399999999943,11470.745161290348,9989.325806451714,10975.977419354811,12413.270967741913,null,13058.200000000006,12790.364516129044,13161.980645161131,13406.258064516174,12234.441935483877,12329.958064516155,null,0,0,0,11639.600000000111,12853.477419354735,null,null,null,null,null,null,null,null,null,null,null,null,null,null,null,null,null,null,null,null,null,null,null,null,null,"2012-08-01",8,2012,"82012",2040,2099.1249155145861,1597.584078341009,1392.2178264208815,921.6817127496098,1340.2286712749662,1282.4317972350318,978.37205837173804,776.65526881721132,531.13381720429504,1017.2870967741809,1259.4522196620599,1517.7899769585158,0,0,0,485.23820276497628,599.81092933947889]
[null,null,null,"2012-08-09",8,2012,"82012",2048,10247.209677419312,11916.59999999994,11476.706451612927,9992.7322580646141,10980.59677419352,12421.838709677404,null,13066.200000000006,12799.680645161305,13173.825806451447,13417.122580645208,12241.977419354838,12336.022580645185,null,0,0,0,11646.000000000106,12861.296774193441,null,null,null,null,null,null,null,null,null,null,null,null,null,null,null,null,null,null,null,null,null,null,null,null,null,"2012-08-09",8,2012,"82012",2048,2129.9378187403936,1620.9647235022999,1411.6242780337852,937.34622887864236,1358.5512519201272,1298.4576036866447,992.56560675883463,788.4230107526954,538.79833333332761,1031.5580645161162,1278.8070583717379,1542.4609447004507,0,0,0,495.0188479262668,611.21738095238175]
[null,null,null,"2012-08-10",8,2012,"82012",2049,10247.677419354795,11917.49999999994,11477.451612903249,9993.1580645162267,10981.174193548359,12422.90967741934,null,13067.200000000006,12800.845161290337,13175.306451612736,13418.480645161337,12242.919354838708,12336.780645161314,null,0,0,0,11646.800000000105,12862.274193548279,null,null,null,null,null,null,null,null,null,null,null,null,null,null,null,null,null,null,null,null,null,null,null,null,null,"2012-08-10",8,2012,"82012",2049,2133.7894316436195,1623.8873041474612,1414.0500844853982,939.30429339477143,1360.8415745007724,1300.4608294930963,994.33980030722171,789.89397849463091,539.75639784945668,1033.3419354838582,1281.2264132104476,1545.5448156681925,0,0,0,496.24142857142812,612.6431874039946]
[null,null,null,"2012-08-19",8,2012,"82012",2058,10251.887096774142,11925.599999999937,11484.15806451615,9996.9903225807393,10986.370967741906,12432.548387096767,null,13076.200000000006,12811.32580645163,13188.632258064341,13430.703225806499,12251.396774193539,12343.603225806473,null,0,0,0,11654.000000000098,12871.070967741824,null,null,null,null,null,null,null,null,null,null,null,null,null,null,null,null,null,null,null,null,null,null,null,null,null,"2012-08-19",8,2012,"82012",2058,2168.453947772653,1650.1905299539135,1435.8823425499149,956.92687403993307,1381.4544777265785,1318.4898617511608,1010.3075422427054,803.13268817205051,548.37897849461831,1049.3967741935353,1303.0006067588354,1573.2996543778693,0,0,0,507.24465437787995,625.47544546851032]
[null,null,null,"2012-08-26",8,2012,"82012",2065,10255.161290322523,11931.899999999934,11489.374193548407,9999.9709677420269,10990.412903225777,12440.045161290322,null,13083.200000000006,12819.477419354858,13198.996774193367,13440.209677419403,12257.99032258063,12348.909677419375,null,0,0,0,11659.600000000093,12877.912903225691,null,null,null,null,null,null,null,null,null,null,null,null,null,null,null,null,null,null,null,null,null,null,null,null,null,"2012-08-26",8,2012,"82012",2065,2195.4152380952346,1670.648594470043,1452.8629877112057,970.63332565283656,1397.4867357910944,1332.5124423963221,1022.7268970814149,813.42946236559908,555.0854301075218,1061.8838709677286,1319.9360906298036,1594.8867511520623,0,0,0,515.8027188940091,635.45609062980031]
[null,null,null,"2012-09-05",9,2012,"92012",2075,10267.499999999938,11952.13333333327,11507.833333333352,10012.650000000092,11006.133333333308,12463.300000000003,null,13105.916666666672,12841.316666666686,13222.499999999811,13465.500000000053,12278.049999999979,12367.366666666681,null,0,0,0,11678.083333333427,12899.983333333215,null,null,null,null,null,null,null,null,null,null,null,null,null,null,null,null,null,null,null,null,null,null,null,null,null,"2012-09-05",9,2012,"92012",2075,2222.3899692780319,1690.4781643625163,1470.4086866359369,983.6736482334818,1412.68834869432,1346.3952380952467,1034.2311981566836,822.86763440860977,562.97575268816718,1074.6032258064381,1336.8328648233526,1615.7227726574379,0,0,0,522.98228878648251,644.38512288786467]
[null,null,null,"2012-09-14",9,2012,"92012",2084,10285.499999999938,11980.453333333277,11534.353333333353,10031.640000000098,11029.233333333315,12495.520000000002,null,13137.806666666669,12870.146666666682,13251.479999999805,13498.800000000059,12305.679999999977,12393.766666666674,null,0,0,0,11704.153333333434,12930.913333333214,null,null,null,null,null,null,null,null,null,null,null,null,null,null,null,null,null,null,null,null,null,null,null,null,null,"2012-09-14",9,2012,"92012",2084,2236.2799692780336,1699.8681643625159,1480.1586866359362,989.52364823348159,1419.43834869432,1353.3552380952465,1038.9711981566834,826.61763440860943,568.55575268816722,1081.443225806438,1345.4728648233529,1625.4727726574372,0,0,0,524.90228878648281,647.62512288786479]
[null,null,null,"2012-09-23",9,2012,"92012",2093,10303.499999999938,12008.773333333284,11560.873333333353,10050.630000000103,11052.333333333323,12527.740000000002,null,13169.696666666667,12898.976666666678,13280.459999999799,13532.100000000066,12333.309999999974,12420.166666666666,null,0,0,0,11730.223333333441,12961.843333333212,null,null,null,null,null,null,null,null,null,null,null,null,null,null,null,null,null,null,null,null,null,null,null,null,null,"2012-09-23",9,2012,"92012",2093,2250.1699692780353,1709.2581643625156,1489.9086866359355,995.37364823348139,1426.18834869432,1360.3152380952463,1043.7111981566832,830.36763440860909,574.13575268816726,1088.2832258064379,1354.1128648233532,1635.2227726574365,0,0,0,526.82228878648311,650.86512288786491]
[null,null,null,"2012-10-01",10,2012,"102012",2101,10321.999999999938,12036.035483870923,11586.032258064537,10069.248387096881,11075.548387096769,12559.319354838712,null,13200.793548387095,12928.445161290332,13310.048387096569,13565.241935483942,12361.103225806424,12446.483870967735,null,0,0,0,11755.551612903339,12992.82580645149,null,null,null,null,null,null,null,null,null,null,null,null,null,null,null,null,null,null,null,null,null,null,null,null,null,"2012-10-01",10,2012,"102012",2101,2261.0700768049182,1716.6131105990744,1497.5662135176553,999.98493855606182,1431.4738325652877,1365.7317972350311,1047.4010906298013,833.2875268817271,578.47575268816729,1093.6064516128895,1360.8489938556115,1642.8544930875435,0,0,0,528.31884792626829,653.38512288786501]
[null,null,null,"2012-10-10",10,2012,"102012",2110,10362.499999999938,12083.154838709626,11626.82258064519,10103.883870967846,11122.783870967731,12617.993548387107,null,13257.435483870968,12991.851612903243,13373.48387096754,13630.419354838783,12417.832258064494,12498.53870967741,null,0,0,0,11801.01612903237,13055.158064516003,null,null,null,null,null,null,null,null,null,null,null,null,null,null,null,null,null,null,null,null,null,null,null,null,null,"2012-10-10",10,2012,"102012",2110,2261.9410445468529,1717.0776267281062,1498.2339554531386,1000.5365514592871,1431.7931874039971,1365.7608294930956,1047.4301228878658,833.31655913979159,578.47575268816729,1093.635483870954,1360.994155145934,1643.2899769585108,0,0,0,528.34788018433278,653.38512288786501]
[null,null,null,"2012-10-11",10,2012,"102012",2111,10366.999999999938,12088.390322580593,11631.354838709707,10107.73225806462,11128.032258064504,12624.512903225817,null,13263.729032258065,12998.896774193567,13380.532258064315,13637.661290322654,12424.135483870947,12504.322580645152,null,0,0,0,11806.067741935596,13062.083870967615,null,null,null,null,null,null,null,null,null,null,null,null,null,null,null,null,null,null,null,null,null,null,null,null,null,"2012-10-11",10,2012,"102012",2111,2262.0378187404012,1717.129239631332,1498.3081490015256,1000.5978417818677,1431.8286712749648,1365.7640552995472,1047.4333486943174,833.3197849462432,578.47575268816729,1093.6387096774056,1361.010284178192,1643.338364055285,0,0,0,528.35110599078439,653.38512288786501]
[null,null,null,"2012-10-20",10,2012,"102012",2120,10407.499999999938,12135.509677419297,11672.14516129036,10142.367741935584,11175.267741935466,12683.187096774212,null,13320.370967741937,13062.303225806478,13443.967741935287,13702.838709677495,12480.864516129017,12556.377419354827,null,0,0,0,11851.532258064628,13124.416129032128,null,null,null,null,null,null,null,null,null,null,null,null,null,null,null,null,null,null,null,null,null,null,null,null,null,"2012-10-20",10,2012,"102012",2120,2262.9087864823359,1717.5937557603638,1498.9758909370089,1001.149454685093,1432.1480261136742,1365.7930875576117,1047.4623809523819,833.34881720430769,578.47575268816729,1093.6677419354701,1361.1554454685145,1643.7738479262523,0,0,0,528.38013824884888,653.38512288786501]
[null,null,null,"2012-11-02",11,2012,"112012",2133,10472.573333333272,12210.39333333327,11737.37333333338,10198.89333333343,11249.913333333308,12773.900000000029,null,13407.900000000003,13157.586666666703,13539.593333333141,13801.733333333412,12568.346666666659,12638.326666666653,null,0,0,0,11923.693333333445,13219.839999999867,null,null,null,null,null,null,null,null,null,null,null,null,null,null,null,null,null,null,null,null,null,null,null,null,null,"2012-11-02",11,2012,"112012",2133,2263.9733026113672,1718.1614976958472,1499.7920199692662,1001.8236482334795,1432.538348694319,1365.8285714285794,1047.4978648233496,833.3843010752754,578.47575268816729,1093.7032258064378,1361.332864823353,1644.3061059907679,0,0,0,528.41562211981659,653.38512288786501]
[null,null,null,"2012-11-06",11,2012,"112012",2137,10503.719999999939,12244.97999999994,11768.120000000046,10227.280000000095,11283.739999999976,12811.900000000029,null,13444.500000000002,13193.160000000036,13575.77999999981,13840.200000000079,12604.639999999994,12674.979999999989,null,0,0,0,11956.880000000114,13258.319999999871,null,null,null,null,null,null,null,null,null,null,null,null,null,null,null,null,null,null,null,null,null,null,null,null,null,"2012-11-06",11,2012,"112012",2137,2263.9733026113672,1718.1614976958472,1499.7920199692662,1001.8236482334795,1432.538348694319,1365.8285714285794,1047.4978648233496,833.3843010752754,578.47575268816729,1093.7032258064378,1361.332864823353,1644.3061059907679,0,0,0,528.41562211981659,653.38512288786501]
[null,null,null,"2012-11-15",11,2012,"112012",2146,10573.799999999941,12322.799999999947,11837.300000000045,10291.150000000092,11359.849999999979,12897.400000000029,null,13526.849999999999,13273.200000000037,13657.199999999813,13926.75000000008,12686.299999999997,12757.449999999993,null,0,0,0,12031.550000000118,13344.899999999878,null,null,null,null,null,null,null,null,null,null,null,null,null,null,null,null,null,null,null,null,null,null,null,null,null,"2012-11-15",11,2012,"112012",2146,2263.9733026113672,1718.1614976958472,1499.7920199692662,1001.8236482334795,1432.538348694319,1365.8285714285794,1047.4978648233496,833.3843010752754,578.47575268816729,1093.7032258064378,1361.332864823353,1644.3061059907679,0,0,0,528.41562211981659,653.38512288786501]
[null,null,null,"2012-11-24",11,2012,"112012",2155,10643.879999999943,12400.619999999954,11906.480000000043,10355.02000000009,11435.959999999981,12982.900000000029,null,13609.199999999995,13353.240000000038,13738.619999999817,14013.300000000081,12767.960000000001,12839.919999999998,null,0,0,0,12106.220000000121,13431.479999999885,null,null,null,null,null,null,null,null,null,null,null,null,null,null,null,null,null,null,null,null,null,null,null,null,null,"2012-11-24",11,2012,"112012",2155,2263.9733026113672,1718.1614976958472,1499.7920199692662,1001.8236482334795,1432.538348694319,1365.8285714285794,1047.4978648233496,833.3843010752754,578.47575268816729,1093.7032258064378,1361.332864823353,1644.3061059907679,0,0,0,528.41562211981659,653.38512288786501]
[null,null,null,"2012-12-01",12,2012,"122012",2162,10700.325806451558,12462.967741935441,11962.129032258106,10405.787096774282,11496.425806451596,13051.093548387125,null,13675.29354838709,13417.867741935523,13803.909677419175,14082.748387096855,12833.709677419358,12906.03548387097,null,0,0,0,12165.187096774318,13500.245161290213,null,null,null,null,null,null,null,null,null,null,null,null,null,null,null,null,null,null,null,null,null,null,null,null,null,"2012-12-01",12,2012,"122012",2162,2263.9733026113672,1718.1614976958472,1499.7920199692662,1001.8236482334795,1432.538348694319,1365.8285714285794,1047.4978648233496,833.3843010752754,578.47575268816729,1093.7032258064378,1361.332864823353,1644.3061059907679,0,0,0,528.41562211981659,653.38512288786501]
[null,null,null,"2012-12-11",12,2012,"122012",2172,10797.583870967694,12567.645161290271,12057.419354838747,10487.658064516225,11593.683870967732,13163.029032258091,null,13787.229032258056,13530.545161290363,13914.006451612728,14200.23225806459,12946.806451612903,13017.390322580655,null,0,0,0,12257.058064516261,13610.696774193448,null,null,null,null,null,null,null,null,null,null,null,null,null,null,null,null,null,null,null,null,null,null,null,null,null,"2012-12-11",12,2012,"122012",2172,2263.9733026113672,1718.1614976958472,1499.7920199692662,1001.8236482334795,1432.538348694319,1365.8285714285794,1047.4978648233496,833.3843010752754,578.47575268816729,1093.7032258064378,1361.332864823353,1644.3061059907679,0,0,0,528.41562211981659,653.38512288786501]
[null,null,null,"2012-12-12",12,2012,"122012",2173,10807.309677419307,12578.112903225754,12066.948387096811,10495.845161290419,11603.409677419346,13174.222580645188,null,13798.422580645152,13541.812903225848,13925.016129032083,14211.980645161364,12958.116129032258,13028.525806451624,null,0,0,0,12266.245161290455,13621.741935483771,null,null,null,null,null,null,null,null,null,null,null,null,null,null,null,null,null,null,null,null,null,null,null,null,null,"2012-12-12",12,2012,"122012",2173,2263.9733026113672,1718.1614976958472,1499.7920199692662,1001.8236482334795,1432.538348694319,1365.8285714285794,1047.4978648233496,833.3843010752754,578.47575268816729,1093.7032258064378,1361.332864823353,1644.3061059907679,0,0,0,528.41562211981659,653.38512288786501]
[null,null,null,"2012-12-21",12,2012,"122012",2182,10894.84193548383,12672.322580645101,12152.709677419387,10569.529032258168,11690.941935483868,13274.964516129057,null,13899.164516129022,13643.222580645204,14024.103225806281,14317.716129032326,13059.903225806449,13128.745161290341,null,0,0,0,12348.929032258204,13721.148387096682,null,null,null,null,null,null,null,null,null,null,null,null,null,null,null,null,null,null,null,null,null,null,null,null,null,"2012-12-21",12,2012,"122012",2182,2263.9733026113672,1718.1614976958472,1499.7920199692662,1001.8236482334795,1432.538348694319,1365.8285714285794,1047.4978648233496,833.3843010752754,578.47575268816729,1093.7032258064378,1361.332864823353,1644.3061059907679,0,0,0,528.41562211981659,653.38512288786501]
[null,null,null,"2013-01-02",1,2013,"12013",2194,11014.590322580611,12800.703225806381,12269.00645161293,10669.806451613014,11810.283870967745,13411.67419354841,null,14035.035483870954,13778.558064516175,14156.729032257899,14459.793548387157,13198.096774193544,13266.990322580672,null,0,0,0,12461.761290322725,13853.225806451528,null,null,null,null,null,null,null,null,null,null,null,null,null,null,null,null,null,null,null,null,null,null,null,null,null,"2013-01-02",1,2013,"12013",2194,2263.9733026113672,1718.1614976958472,1499.7920199692662,1001.8236482334795,1432.538348694319,1365.8285714285794,1047.4978648233496,833.3843010752754,578.47575268816729,1093.7032258064378,1361.332864823353,1644.3061059907679,0,0,0,528.41562211981659,653.38512288786501]
[null,null,null,"2013-01-07",1,2013,"12013",2199,11070.816129032222,12859.961290322506,12321.522580645185,10715.822580645274,11865.493548387098,13473.609677419376,null,14094.874193548369,13835.203225806501,14213.051612903064,14521.277419354898,13260.838709677417,13334.216129032287,null,0,0,0,12514.164516129173,13907.290322580557,null,null,null,null,null,null,null,null,null,null,null,null,null,null,null,null,null,null,null,null,null,null,null,null,null,"2013-01-07",1,2013,"12013",2199,2263.9733026113672,1718.1614976958472,1499.7920199692662,1001.8236482334795,1432.538348694319,1365.8285714285794,1047.4978648233496,833.3843010752754,578.47575268816729,1093.7032258064378,1361.332864823353,1644.3061059907679,0,0,0,528.41562211981659,653.38512288786501]
[null,null,null,"2013-01-16",1,2013,"12013",2208,11172.022580645124,12966.625806451531,12416.051612903246,10798.651612903341,11964.870967741932,13585.093548387114,null,14202.583870967715,13937.164516129087,14314.43225806436,14631.948387096831,13373.774193548388,13455.222580645195,null,0,0,0,12608.490322580778,14004.606451612808,null,null,null,null,null,null,null,null,null,null,null,null,null,null,null,null,null,null,null,null,null,null,null,null,null,"2013-01-16",1,2013,"12013",2208,2263.9733026113672,1718.1614976958472,1499.7920199692662,1001.8236482334795,1432.538348694319,1365.8285714285794,1047.4978648233496,833.3843010752754,578.47575268816729,1093.7032258064378,1361.332864823353,1644.3061059907679,0,0,0,528.41562211981659,653.38512288786501]
[null,null,null,"2013-01-25",1,2013,"12013",2217,11273.229032258025,13073.290322580557,12510.580645161306,10881.480645161408,12064.248387096766,13696.577419354853,null,14310.293548387062,14039.125806451673,14415.812903225657,14742.619354838764,13486.70967741936,13576.229032258103,null,0,0,0,12702.816129032382,14101.922580645059,null,null,null,null,null,null,null,null,null,null,null,null,null,null,null,null,null,null,null,null,null,null,null,null,null,"2013-01-25",1,2013,"12013",2217,2263.9733026113672,1718.1614976958472,1499.7920199692662,1001.8236482334795,1432.538348694319,1365.8285714285794,1047.4978648233496,833.3843010752754,578.47575268816729,1093.7032258064378,1361.332864823353,1644.3061059907679,0,0,0,528.41562211981659,653.38512288786501]
[null,null,null,"2013-01-31",1,2013,"12013",2223,11340.699999999959,13144.399999999907,12573.600000000013,10936.700000000119,12130.499999999989,13770.900000000012,null,14382.09999999996,14107.100000000064,14483.399999999854,14816.400000000052,13562.000000000007,13656.900000000041,null,0,0,0,12765.700000000119,14166.799999999894,null,null,null,null,null,null,null,null,null,null,null,null,null,null,null,null,null,null,null,null,null,null,null,null,null,"2013-01-31",1,2013,"12013",2223,2263.9733026113672,1718.1614976958472,1499.7920199692662,1001.8236482334795,1432.538348694319,1365.8285714285794,1047.4978648233496,833.3843010752754,578.47575268816729,1093.7032258064378,1361.332864823353,1644.3061059907679,0,0,0,528.41562211981659,653.38512288786501]
[null,null,null,"2013-02-11",2,2013,"22013",2234,11463.862068965485,13276.362068965425,12697.065517241392,11043.665517241498,12219.486206896549,13906.768965517247,null,14514.479310344796,14233.220689655229,14607.168965517105,14949.879310344872,13695.972413793106,13790.87241379314,null,0,0,0,12884.537931034592,14287.155172413688,null,null,null,null,null,null,null,null,null,null,null,null,null,null,null,null,null,null,null,null,null,null,null,null,null,"2013-02-11",2,2013,"22013",2234,2263.9733026113672,1718.1614976958472,1499.7920199692662,1001.8236482334795,1432.538348694319,1365.8285714285794,1047.4978648233496,833.3843010752754,578.47575268816729,1093.7032258064378,1361.332864823353,1644.3061059907679,0,0,0,528.41562211981659,653.38512288786501]
[null,null,null,"2013-02-12",2,2013,"22013",2235,11475.058620689624,13288.358620689563,12708.289655172426,11053.389655172532,12227.575862068963,13919.120689655178,null,14526.513793103417,14244.686206896607,14618.420689655037,14962.013793103491,13708.151724137933,13803.051724137968,null,0,0,0,12895.341379310454,14298.096551724033,null,null,null,null,null,null,null,null,null,null,null,null,null,null,null,null,null,null,null,null,null,null,null,null,null,"2013-02-12",2,2013,"22013",2235,2263.9733026113672,1718.1614976958472,1499.7920199692662,1001.8236482334795,1432.538348694319,1365.8285714285794,1047.4978648233496,833.3843010752754,578.47575268816729,1093.7032258064378,1361.332864823353,1644.3061059907679,0,0,0,528.41562211981659,653.38512288786501]
[null,null,null,"2013-02-21",2,2013,"22013",2244,11575.827586206873,13396.327586206806,12809.306896551736,11140.906896551842,12300.382758620693,14030.286206896551,null,14634.824137931009,14347.875862069015,14719.686206896424,15071.224137931071,13817.765517241378,13912.665517241412,null,0,0,0,12992.572413793205,14396.568965517137,null,null,null,null,null,null,null,null,null,null,null,null,null,null,null,null,null,null,null,null,null,null,null,null,null,"2013-02-21",2,2013,"22013",2244,2263.9733026113672,1718.1614976958472,1499.7920199692662,1001.8236482334795,1432.538348694319,1365.8285714285794,1047.4978648233496,833.3843010752754,578.47575268816729,1093.7032258064378,1361.332864823353,1644.3061059907679,0,0,0,528.41562211981659,653.38512288786501]
[null,null,null,"2013-03-01",3,2013,"32013",2252,11665.690545050038,13492.429254727385,12899.462958843171,11219.314571746501,12368.568409343725,14130.035372636257,null,14732.001001112327,14441.157063403827,14811.19666295872,15169.339710789798,13916.18197997775,14010.475528364879,null,0,0,0,13079.97074527262,14485.532814237939,null,null,null,null,null,null,null,null,null,null,null,null,null,null,null,null,null,null,null,null,null,null,null,null,null,"2013-03-01",3,2013,"32013",2252,2263.982980030722,1718.1647235022988,1499.7920199692662,1001.8236482334795,1432.538348694319,1365.8285714285794,1047.4978648233496,833.3843010752754,578.47575268816729,1093.7032258064378,1361.332864823353,1644.3061059907679,0,0,0,528.41562211981659,653.38512288786501]
[null,null,null,"2013-03-10",3,2013,"32013",2261,11769.07441601778,13601.561512791905,13003.746829810916,11312.362958843269,12472.590989988894,14249.619243603993,null,14848.420355951037,14558.360289210283,14925.932146829682,15287.907452725289,14034.633592880982,14123.469076751971,null,0,0,0,13185.938487208097,14596.900556173419,null,null,null,null,null,null,null,null,null,null,null,null,null,null,null,null,null,null,null,null,null,null,null,null,null,"2013-03-10",3,2013,"32013",2261,2264.0700768049155,1718.1937557603633,1499.7920199692662,1001.8236482334795,1432.538348694319,1365.8285714285794,1047.4978648233496,833.3843010752754,578.47575268816729,1093.7032258064378,1361.332864823353,1644.3061059907679,0,0,0,528.41562211981659,653.38512288786501]
[null,null,null,"2013-03-19",3,2013,"32013",2270,11872.458286985522,13710.693770856424,13108.030700778661,11405.411345940036,12576.613570634063,14369.203114571728,null,14964.839710789747,14675.563515016738,15040.667630700644,15406.475194660779,14153.085205784215,14236.462625139064,null,0,0,0,13291.906229143575,14708.2682981089,null,null,null,null,null,null,null,null,null,null,null,null,null,null,null,null,null,null,null,null,null,null,null,null,null,"2013-03-19",3,2013,"32013",2270,2264.157173579109,1718.2227880184278,1499.7920199692662,1001.8236482334795,1432.538348694319,1365.8285714285794,1047.4978648233496,833.3843010752754,578.47575268816729,1093.7032258064378,1361.332864823353,1644.3061059907679,0,0,0,528.41562211981659,653.38512288786501]
[null,null,null,"2013-03-28",3,2013,"32013",2279,11975.842157953264,13819.826028920943,13212.314571746407,11498.459733036803,12680.636151279232,14488.786985539464,null,15081.259065628457,14792.766740823194,15155.403114571605,15525.04293659627,14271.536818687448,14349.456173526156,null,0,0,0,13397.873971079052,14819.636040044381,null,null,null,null,null,null,null,null,null,null,null,null,null,null,null,null,null,null,null,null,null,null,null,null,null,"2013-03-28",3,2013,"32013",2279,2264.2442703533025,1718.2518202764923,1499.7920199692662,1001.8236482334795,1432.538348694319,1365.8285714285794,1047.4978648233496,833.3843010752754,578.47575268816729,1093.7032258064378,1361.332864823353,1644.3061059907679,0,0,0,528.41562211981659,653.38512288786501]
[null,null,null,"2013-04-02",4,2013,"42013",2284,12023.723448275843,13871.750114942448,13263.175862068987,11544.382528735725,12729.430344827621,14544.928275862041,null,15136.332183908027,14848.761149425345,15210.514942528591,15581.685517241433,14326.627356321858,14402.947356321854,null,0,0,0,13449.589885057545,14873.605287356209,null,null,null,null,null,null,null,null,null,null,null,null,null,null,null,null,null,null,null,null,null,null,null,null,null,"2013-04-02",4,2013,"42013",2284,2264.7466359447003,1718.5814976958472,1499.8920199692661,1001.8236482334795,1432.5450153609856,1366.0152380952459,1047.5645314900162,833.3843010752754,578.49575268816727,1093.7898924731044,1361.6461981566865,1644.7794393241013,0,0,0,528.41562211981659,653.38512288786501]
[null,null,null,"2013-04-14",4,2013,"42013",2296,12104.243448275833,13965.030114942439,13359.775862068978,11633.82252873572,12814.150344827614,14642.608275862034,null,15233.932183908026,14950.321149425343,15311.714942528581,15684.405517241426,14420.267356321858,14497.907356321861,null,0,0,0,13547.949885057546,14974.685287356218,null,null,null,null,null,null,null,null,null,null,null,null,null,null,null,null,null,null,null,null,null,null,null,null,null,"2013-04-14",4,2013,"42013",2296,2267.5866359447004,1720.5014976958482,1500.4920199692656,1001.8236482334795,1432.5850153609856,1367.1352380952449,1047.9645314900158,833.3843010752754,578.61575268816716,1094.3098924731039,1363.5261981566875,1647.6194393241014,0,0,0,528.41562211981659,653.38512288786501]
[null,null,null,"2013-04-15",4,2013,"42013",2297,12110.953448275832,13972.803448275772,13367.825862068978,11641.275862069053,12821.210344827614,14650.748275862034,null,15242.065517241359,14958.784482758676,15320.148275861913,15692.965517241426,14428.070689655191,14505.820689655195,null,0,0,0,13556.146551724212,14983.108620689552,null,null,null,null,null,null,null,null,null,null,null,null,null,null,null,null,null,null,null,null,null,null,null,null,null,"2013-04-15",4,2013,"42013",2297,2267.8233026113671,1720.6614976958483,1500.5420199692655,1001.8236482334795,1432.5883486943189,1367.2285714285781,1047.9978648233491,833.3843010752754,578.62575268816715,1094.3532258064372,1363.6828648233543,1647.8561059907681,0,0,0,528.41562211981659,653.38512288786501]
[null,null,null,"2013-04-24",4,{"$f":"YEAR(D2425)","v":2013},{"$f":"E2425&F2425","v":"42013"},2306,{"$f":"SUMIF($AF$268:$AF$411,$G2425,AG$268:AG$411)+I2424","v":12171.343448275824},{"$f":"SUMIF($AF$268:$AF$411,$G2425,AH$268:AH$411)+J2424","v":14042.763448275766},{"$f":"SUMIF($AF$268:$AF$411,$G2425,AI$268:AI$411)+K2424","v":13440.275862068971},{"$f":"SUMIF($AF$268:$AF$411,$G2425,AJ$268:AJ$411)+L2424","v":11708.355862069049},{"$f":"SUMIF($AF$268:$AF$411,$G2425,AK$268:AK$411)+M2424","v":12884.750344827609},{"$f":"SUMIF($AF$268:$AF$411,$G2425,AL$268:AL$411)+N2424","v":14724.008275862028},null,{"$f":"SUMIF($AF$268:$AF$411,$G2425,AM$268:AM$411)+P2424","v":15315.265517241358},{"$f":"SUMIF($AF$268:$AF$411,$G2425,AN$268:AN$411)+Q2424","v":15034.954482758674},{"$f":"SUMIF($AF$268:$AF$411,$G2425,AO$268:AO$411)+R2424","v":15396.048275861905},{"$f":"SUMIF($AF$268:$AF$411,$G2425,AP$268:AP$411)+S2424","v":15770.005517241421},{"$f":"SUMIF($AF$268:$AF$411,$G2425,AQ$268:AQ$411)+T2424","v":14498.300689655191},{"$f":"SUMIF($AF$268:$AF$411,$G2425,AR$268:AR$411)+U2424","v":14577.040689655199},null,{"$f":"SUMIF($AF$268:$AF$411,$G2425,AS$268:AS$411)+W2424","v":0},{"$f":"SUMIF($AF$268:$AF$411,$G2425,AT$268:AT$411)+X2424","v":0},{"$f":"SUMIF($AF$268:$AF$411,$G2425,AU$268:AU$411)+Y2424","v":0},{"$f":"SUMIF($AF$268:$AF$411,$G2425,AV$268:AV$411)+Z2424","v":13629.916551724213},{"$f":"SUMIF($AF$268:$AF$411,$G2425,AW$268:AW$411)+AA2424","v":15058.918620689559},null,null,null,null,null,null,null,null,null,null,null,null,null,null,null,null,null,null,null,null,null,null,null,null,null,"2013-04-24",{"$f":"MONTH(BA2425)","v":4},{"$f":"YEAR(BA2425)","v":2013},{"$f":"BB2425&BC2425","v":"42013"},2306,{"$f":"SUMIF($AF$268:$AF$411,$G2425,CB$441:CB$522)+BF2424","v":2269.9533026113672},{"$f":"SUMIF($AF$268:$AF$411,$G2425,CC$441:CC$522)+BG2424","v":1722.101497695849},{"$f":"SUMIF($AF$268:$AF$411,$G2425,CD$441:CD$522)+BH2424","v":1500.9920199692651},{"$f":"SUMIF($AF$268:$AF$411,$G2425,CE$441:CE$522)+BI2424","v":1001.8236482334795},{"$f":"SUMIF($AF$268:$AF$411,$G2425,CF$441:CF$522)+BJ2424","v":1432.6183486943189},{"$f":"SUMIF($AF$268:$AF$411,$G2425,CG$441:CG$522)+BK2424","v":1368.0685714285773},{"$f":"SUMIF($AF$268:$AF$411,$G2425,CH$441:CH$522)+BL2424","v":1048.2978648233488},{"$f":"SUMIF($AF$268:$AF$411,$G2425,CI$441:CI$522)+BM2424","v":833.3843010752754},{"$f":"SUMIF($AF$268:$AF$411,$G2425,CJ$441:CJ$522)+BN2424","v":578.71575268816707},{"$f":"SUMIF($AF$268:$AF$411,$G2425,CK$441:CK$522)+BO2424","v":1094.7432258064368},{"$f":"SUMIF($AF$268:$AF$411,$G2425,CL$441:CL$522)+BP2424","v":1365.0928648233551},{"$f":"SUMIF($AF$268:$AF$411,$G2425,CM$441:CM$522)+BQ2424","v":1649.9861059907682},{"$f":"SUMIF($AF$268:$AF$411,$G2425,CN$441:CN$522)+BR2424","v":0},{"$f":"SUMIF($AF$268:$AF$411,$G2425,CO$441:CO$522)+BS2424","v":0},{"$f":"SUMIF($AF$268:$AF$411,$G2425,CP$441:CP$522)+BT2424","v":0},{"$f":"SUMIF($AF$268:$AF$411,$G2425,CQ$441:CQ$522)+BU2424","v":528.41562211981659},{"$f":"SUMIF($AF$268:$AF$411,$G2425,CR$441:CR$522)+BV2424","v":653.38512288786501}]
[null,null,null,"2013-05-03",5,2013,"52013",2315,12223.400222469369,14104.538932146732,13502.472636262513,11767.853281423884,12941.316796440507,14789.357953281378,null,15379.868743047809,15101.64416017803,15464.706340378032,15836.868743047869,14559.898109010028,14640.488431590686,null,0,0,0,13697.590100111311,15125.842491657306,null,null,null,null,null,null,null,null,null,null,null,null,null,null,null,null,null,null,null,null,null,null,null,null,null,"2013-05-03",5,2013,"52013",2315,2272.6797542242707,1724.0098847926236,1502.1242780337809,1002.2784869431568,1433.4996390168994,1369.4027649769639,1048.9623809523812,833.87784946237207,578.86284946236049,1095.8838709677268,1366.9135099846458,1652.3254608294778,0,0,0,528.5801382488487,653.73350998463923]
[null,null,null,"2013-05-10",5,2013,"52013",2322,12250.926028920985,14139.855061178996,13534.898442714122,11802.333926585172,12974.465183537277,14827.880533926536,null,15416.742936596198,15138.766740823196,15506.841824249006,15873.042936596255,14594.378754171315,14677.746496106813,null,0,0,0,13740.741713014539,15164.071523915371,null,null,null,null,null,null,null,null,null,null,null,null,null,null,null,null,null,null,null,null,null,null,null,null,null,"2013-05-10",5,2013,"52013",2322,2275.7281413210453,1726.2227880184296,1504.0662135176517,1003.3397772657373,1435.509316436254,1371.2092165898671,1050.0462519201237,835.02946236559762,579.06607526881191,1097.9387096774039,1368.9683486943229,1654.4706221198001,0,0,0,528.96400921659028,654.54641321044573]
[null,null,null,"2013-05-20",5,2013,"52013",2332,12290.248609566152,14190.306674082231,13581.221023359278,11851.591991101297,13021.820022246948,14882.912791991048,null,15469.420355951039,15191.798998887718,15567.035372636112,15924.720355951093,14643.636818687441,14730.972302558423,null,0,0,0,13802.386874304864,15218.684427141177,null,null,null,null,null,null,null,null,null,null,null,null,null,null,null,null,null,null,null,null,null,null,null,null,null,"2013-05-20",5,2013,"52013",2332,2280.0829800307233,1729.3840783410096,1506.8404070660386,1004.8559062979951,1438.3802841781892,1373.7898617511573,1051.5946390168988,836.67462365591985,579.35639784945681,1100.8741935483713,1371.9038325652903,1657.5351382488318,0,0,0,529.51239631336398,655.70770353302646]
[null,null,null,"2013-05-29",5,2013,"52013",2341,12325.638932146801,14235.713125695142,13622.911345939918,11895.92424916581,13064.439377085651,14932.441824249108,null,15516.830033370396,15239.528031145788,15621.209566184507,15971.230033370446,14687.969076751953,14778.875528364872,null,0,0,0,13857.867519466157,15267.836040044403,null,null,null,null,null,null,null,null,null,null,null,null,null,null,null,null,null,null,null,null,null,null,null,null,null,"2013-05-29",5,2013,"52013",2341,2284.0023348694335,1732.2292396313317,1509.3371812595867,1006.2204224270272,1440.9641551459308,1376.1124423963186,1052.9881874039963,838.15526881720984,579.61768817203722,1103.5161290322419,1374.5457680491609,1660.2932027649604,0,0,0,530.0059447004603,656.75286482334911]
[null,null,null,"2013-06-07",6,2013,"62013",2350,12343.513448275837,14261.763448275793,13644.915862068947,11918.842528735702,13086.230344827587,14961.064942528676,null,15544.352183908028,15266.421149425354,15656.814942528596,16000.862183908077,14714.434022988509,14806.97402298853,null,0,0,0,13890.216551724227,15295.301954022894,null,null,null,null,null,null,null,null,null,null,null,null,null,null,null,null,null,null,null,null,null,null,null,null,null,"2013-06-07",6,2013,"62013",2350,2296.4466359447015,1740.3981643625139,1519.9720199692645,1013.6869815668119,1448.9583486943175,1382.7885714285774,1058.6178648233513,844.20096774194133,581.54241935483276,1109.9132258064349,1380.8961981566872,1668.1394393240998,0,0,0,531.81895545314842,661.32512288786529]
[null,null,null,"2013-06-15",6,2013,"62013",2358,12354.953448275839,14280.003448275798,13659.475862068944,11933.775862069037,13100.310344827589,14981.198275862007,null,15563.765517241358,15285.034482758681,15683.74827586193,16022.915517241407,14733.420689655173,14826.9206896552,null,0,0,0,13913.096551724231,15314.208620689556,null,null,null,null,null,null,null,null,null,null,null,null,null,null,null,null,null,null,null,null,null,null,null,null,null,"2013-06-15",6,2013,"62013",2358,2309.673302611367,1749.0114976958466,1531.4920199692649,1021.8736482334784,1457.438348694317,1389.8285714285782,1064.6978648233512,850.73430107527508,583.67575268816597,1116.5532258064343,1387.4828648233533,1676.4061059907663,0,0,0,533.76562211981513,666.28512288786533]
[null,null,null,"2013-06-16",6,2013,"62013",2359,12356.383448275839,14282.283448275799,13661.295862068944,11935.642528735703,13102.070344827589,14983.714942528673,null,15566.192183908024,15287.361149425347,15687.114942528597,16025.672183908073,14735.794022988506,14829.414022988534,null,0,0,0,13915.956551724232,15316.571954022889,null,null,null,null,null,null,null,null,null,null,null,null,null,null,null,null,null,null,null,null,null,null,null,null,null,"2013-06-16",6,2013,"62013",2359,2311.3266359447002,1750.0881643625132,1532.932019969265,1022.8969815668117,1458.498348694317,1390.7085714285784,1065.4578648233512,851.5509677419418,583.94241935483262,1117.3832258064342,1388.3061981566866,1677.4394393240996,0,0,0,534.00895545314847,666.90512288786533]
[null,null,null,"2013-06-25",6,2013,"62013",2368,12369.253448275842,14302.803448275805,13677.675862068942,11952.442528735704,13117.910344827591,15006.364942528671,null,15588.032183908021,15308.301149425341,15717.414942528598,16050.482183908069,14757.154022988503,14851.854022988538,null,0,0,0,13941.696551724237,15337.841954022884,null,null,null,null,null,null,null,null,null,null,null,null,null,null,null,null,null,null,null,null,null,null,null,null,null,"2013-06-25",6,2013,"62013",2368,2326.206635944699,1759.7781643625126,1545.8920199692654,1032.1069815668116,1468.0383486943165,1398.6285714285793,1072.2978648233511,858.90096774194228,586.34241935483249,1124.8532258064336,1395.716198156686,1686.7394393240993,0,0,0,536.19895545314853,672.48512288786537]
[null,null,null,"2013-07-04",7,2013,"72013",2377,12377.616351501652,14317.674416017746,13690.066184649584,11963.853281423881,13128.220022246944,15022.161179087812,null,15603.10745272522,15322.566740823184,15737.55150166838,16067.981646273654,14771.227141268071,14867.365850945527,null,0,0,0,13959.003003337146,15352.277975528257,null,null,null,null,null,null,null,null,null,null,null,null,null,null,null,null,null,null,null,null,null,null,null,null,null,"2013-07-04",7,2013,"72013",2377,2357.712012288785,1782.0518202764908,1570.0855683563625,1050.6559062979939,1491.6222196620579,1418.8995391705155,1089.7494777265772,875.39720430108241,596.43704301074661,1142.0612903225622,1414.1812519201262,1707.6609447004435,0,0,0,546.98981566820225,687.83028417818775]
[null,null,null,"2013-07-10",7,2013,"72013",2383,12379.435706340366,14322.880867630653,13695.00166852055,11966.969410456144,13130.484538375971,15026.980533926526,null,15607.520355951023,15326.515127919954,15742.506340378053,16073.555839822036,14774.536818687426,14871.933592881007,null,0,0,0,13963.512680756505,15356.207007786321,null,null,null,null,null,null,null,null,null,null,null,null,null,null,null,null,null,null,null,null,null,null,null,null,null,"2013-07-10",7,2013,"72013",2383,2392.5700768049151,1807.3873041474587,1595.5758909370077,1070.8042933947675,1519.0480261136704,1442.7059907834189,1110.2268970814164,894.01655913979221,609.5789784946179,1161.6483870967556,1435.703832565287,1731.2932027649599,0,0,0,561.3511059907828,706.19802611367129]
[null,null,null,"2013-07-21",7,2013,"72013",2394,12382.771190211341,14332.426028920981,13704.050055617321,11972.68231368196,13134.636151279188,15035.816017797501,null,15615.610678531661,15333.753837597367,15751.590211345787,16083.775194660737,14780.604560622909,14880.307786429386,null,0,0,0,13971.780422691996,15363.410233592771,null,null,null,null,null,null,null,null,null,null,null,null,null,null,null,null,null,null,null,null,null,null,null,null,null,"2013-07-21",7,2013,"72013",2394,2456.4765284178202,1853.8356912442332,1642.3081490015238,1107.7430030721857,1569.32867127496,1486.3511520737418,1147.7688325652882,928.15204301076017,633.67252688171527,1197.5580645161103,1475.1618970814152,1774.6190092165734,0,0,0,587.68013824884713,739.87221966205777]
[null,null,null,"2013-07-30",7,2013,"72013",2403,12385.500222469411,14340.235706340341,13711.45328142377,11977.356507230355,13138.032925472729,15043.045050055571,null,15622.230033370364,15339.676418242523,15759.022469410296,16092.13648498331,14785.569076751941,14887.159399332606,null,0,0,0,13978.544938821035,15369.303781979866,null,null,null,null,null,null,null,null,null,null,null,null,null,null,null,null,null,null,null,null,null,null,null,null,null,"2013-07-30",7,2013,"72013",2403,2508.7636251920153,1891.838917050685,1680.5436328724916,1137.9655837173461,1610.4673809523788,1522.0608294930969,1178.484961597547,956.08107526882486,653.38543010752221,1226.9387096774005,1507.4457680491564,1810.0673963133481,0,0,0,609.22207373271794,767.42383256528308]
[null,null,null,"2013-08-08",8,2013,"82013",2412,12388.926028921018,14348.355061179056,13720.946829810873,11982.546829811008,13142.64260289208,15051.357953281375,null,15630.810678531647,15347.792547274785,15768.648275861911,16102.923581757501,14791.720689655172,14894.114238042277,null,0,0,0,13985.051390433937,15376.797330366968,null,null,null,null,null,null,null,null,null,null,null,null,null,null,null,null,null,null,null,null,null,null,null,null,null,"2013-08-08",8,2013,"82013",2412,2547.9668509984658,1921.3260138248793,1708.2500844853953,1160.2655837173452,1636.6641551459275,1546.3124423963225,1199.7043164362569,971.88107526882516,666.38865591397405,1248.2161290322392,1534.1812519201249,1840.019009216574,0,0,0,620.44142857142776,780.36899385560571]
[null,null,null,"2013-08-15",8,2013,"82013",2419,12391.658286985528,14354.700222469382,13728.533926585073,11986.633926585208,13146.345828698528,15057.928921023307,null,15637.675194660673,15354.318353726401,15776.348275861914,16111.549388209112,14796.620689655178,14899.533592880982,null,0,0,0,13990.086874304903,15382.781201334714,null,null,null,null,null,null,null,null,null,null,null,null,null,null,null,null,null,null,null,null,null,null,null,null,null,"2013-08-15",8,2013,"82013",2419,2577.1862058371744,1943.4324654377831,1728.7758909370086,1176.8397772657315,1655.586735791089,1564.0608294930964,1215.2849615975474,982.99075268818024,675.84994623655484,1263.9774193548199,1554.4360906298029,1862.7802995391546,0,0,0,628.16400921658919,789.01738095237999]
[null,null,null,"2013-08-17",8,2013,"82013",2421,12392.438932146817,14356.51312569519,13730.701668520558,11987.801668520693,13147.403893214656,15059.806340378145,null,15639.636484983252,15356.182869855435,15778.548275861915,16114.013904338144,14798.020689655179,14901.081979977755,null,0,0,0,13991.525583982322,15384.49087875407,null,null,null,null,null,null,null,null,null,null,null,null,null,null,null,null,null,null,null,null,null,null,null,null,null,"2013-08-17",8,2013,"82013",2421,2585.5345929339483,1949.7485944700413,1734.640407066041,1181.5752611366991,1660.9931874039924,1569.1317972350319,1219.7365745007733,986.1649462365674,678.5531720430065,1268.4806451612715,1560.2231874039967,1869.2835253456062,0,0,0,630.37046082949246,791.4883486943155]
[null,null,null,"2013-08-26",8,2013,"82013",2430,12395.951835372616,14364.671190211324,13740.456507230243,11993.056507230378,13152.165183537232,15068.254727474916,null,15648.462291434857,15364.573192436084,15788.448275861918,16125.104226918787,14804.320689655186,14908.049721913232,null,0,0,0,13997.999777530707,15392.184427141172,null,null,null,null,null,null,null,null,null,null,null,null,null,null,null,null,null,null,null,null,null,null,null,null,null,"2013-08-26",8,2013,"82013",2430,2623.1023348694307,1978.1711751152034,1761.0307296466867,1202.8849385560529,1685.3222196620573,1591.9511520737412,1239.7688325652896,1000.4488172043096,690.71768817203895,1288.7451612903037,1586.2651228878685,1898.5480414746385,0,0,0,640.29949308755715,802.6077035330253]
[null,null,null,"2013-09-04",9,2013,"92013",2439,12404.703448275841,14379.216781609179,13755.075862068954,12001.282528735755,13161.650344827549,15082.53494252868,null,15664.485517241306,15380.701149425335,15806.281609195255,16144.718850574698,14817.407356321859,14922.374022988495,null,0,0,0,14009.276551724255,15406.818620689563,null,null,null,null,null,null,null,null,null,null,null,null,null,null,null,null,null,null,null,null,null,null,null,null,null,"2013-09-04",9,2013,"92013",2439,2650.3466359446984,1998.8681643625157,1781.1986866359348,1219.7903149001384,1703.1583486943152,1608.6152380952465,1254.097864823354,1010.4776344086108,699.59575268816798,1302.9098924730995,1604.8928648233527,1919.3394393241012,0,0,0,648.32228878648198,810.78512288786408]
[null,null,null,"2013-09-16",9,2013,"92013",2451,12425.10344827585,14409.256781609187,13782.675862068945,12017.202528735746,13182.170344827538,15111.29494252869,null,15697.845517241314,15415.101149425336,15843.281609195263,16185.078850574691,14846.167356321868,14953.734022988489,null,0,0,0,14032.316551724256,15437.898620689564,null,null,null,null,null,null,null,null,null,null,null,null,null,null,null,null,null,null,null,null,null,null,null,null,null,"2013-09-16",9,2013,"92013",2451,2669.4666359446974,2013.588164362516,1797.7186866359361,1234.9903149001382,1716.1183486943144,1620.5752380952465,1263.6978648233535,1016.7576344086106,705.95575268816765,1311.6298924730997,1617.3728648233523,1932.9394393241025,0,0,0,655.84228878648196,816.78512288786408]
[null,null,null,"2013-09-21",9,2013,"92013",2456,12433.603448275853,14421.773448275857,13794.175862068942,12023.835862069076,13190.720344827534,15123.278275862027,null,15711.745517241317,15429.43448275867,15858.698275861932,16201.895517241355,14858.150689655205,14966.800689655152,null,0,0,0,14041.916551724256,15450.848620689565,null,null,null,null,null,null,null,null,null,null,null,null,null,null,null,null,null,null,null,null,null,null,null,null,null,"2013-09-21",9,2013,"92013",2456,2677.4333026113636,2019.7214976958494,1804.60201996927,1241.3236482334714,1721.518348694314,1625.5585714285799,1267.6978648233533,1019.3743010752771,708.60575268816751,1315.2632258064332,1622.5728648233521,1938.6061059907697,0,0,0,658.97562211981528,819.28512288786408]
[null,null,null,"2013-09-30",9,2013,"92013",2465,12448.90344827586,14444.303448275863,13814.875862068935,12035.775862069069,13206.110344827526,15144.848275862034,null,15736.765517241323,15455.234482758671,15886.448275861938,16232.16551724135,14879.720689655212,14990.320689655147,null,0,0,0,14059.196551724257,15474.158620689566,null,null,null,null,null,null,null,null,null,null,null,null,null,null,null,null,null,null,null,null,null,null,null,null,null,"2013-09-30",9,2013,"92013",2465,2691.7733026113629,2030.7614976958496,1816.992019969271,1252.7236482334713,1731.2383486943133,1634.5285714285799,1274.8978648233528,1024.0843010752769,713.37575268816727,1321.8032258064334,1631.9328648233518,1948.8061059907707,0,0,0,664.61562211981527,823.78512288786408]
[null,null,null,"2013-10-09",10,2013,"102013",2474,12470.996996662949,14473.626028921022,13841.614571746359,12054.066184649722,13230.294215795275,15174.896662958801,null,15766.581646273575,15488.186095661904,15922.390211345801,16267.701001112318,14909.101334816509,15019.730367074504,null,0,0,0,14084.832035595222,15511.407007786343,null,null,null,null,null,null,null,null,null,null,null,null,null,null,null,null,null,null,null,null,null,null,null,null,null,"2013-10-09",10,2013,"102013",2474,2698.2474961597482,2035.0873041474626,1822.4500844853992,1256.8752611366974,1735.302864823346,1637.9253456221293,1278.2365745007712,1025.7972043010839,714.7693010752638,1324.329032258046,1635.1264132104477,1953.0738479262548,0,0,0,666.38658986175119,824.85931643625122]
[null,null,null,"2013-10-15",10,2013,"102013",2480,12485.726028921008,14493.174416017795,13859.440378197974,12066.259733036824,13246.416796440441,15194.928921023313,null,15786.459065628409,15510.153837597392,15946.351501668376,16291.391323692964,14928.688431590706,15039.336818687409,null,0,0,0,14101.922358175865,15536.239265850862,null,null,null,null,null,null,null,null,null,null,null,null,null,null,null,null,null,null,null,null,null,null,null,null,null,"2013-10-15",10,2013,"102013",2480,2702.563625192005,2037.9711751152047,1826.088794162818,1259.6430030721815,1738.0125422427011,1640.1898617511622,1280.4623809523835,1026.9391397849552,715.69833333332815,1326.0129032257878,1637.2554454685117,1955.9190092165775,0,0,0,667.5672350230418,825.57544546850932]
[null,null,null,"2013-10-18",10,2013,"102013",2483,12493.090545050038,14502.948609566181,13868.353281423782,12072.356507230375,13254.478086763023,15204.945050055569,null,15796.397775305826,15521.137708565137,15958.332146829664,16303.236484983287,14938.481979977805,15049.140044493861,null,0,0,0,14110.467519466187,15548.655394883121,null,null,null,null,null,null,null,null,null,null,null,null,null,null,null,null,null,null,null,null,null,null,null,null,null,"2013-10-18",10,2013,"102013",2483,2704.7216897081335,2039.4131105990757,1827.9081490015274,1261.0268740399235,1739.3673809523787,1641.3221198156787,1281.5752841781896,1027.5101075268908,716.16284946236033,1326.8548387096587,1638.3199615975436,1957.3415898617388,0,0,0,668.15755760368711,825.93350998463836]
[null,null,null,"2013-10-27",10,2013,"102013",2492,12515.184093437127,14532.271190211341,13895.091991101206,12090.646829811029,13278.661957730772,15234.993437152336,null,15826.213904338078,15554.089321468369,15994.274082313526,16338.771968854255,14967.862625139102,15078.549721913218,null,0,0,0,14136.103003337152,15585.903781979898,null,null,null,null,null,null,null,null,null,null,null,null,null,null,null,null,null,null,null,null,null,null,null,null,null,"2013-10-27",10,2013,"102013",2492,2711.1958832565188,2043.7389170506888,1833.3662135176555,1265.1784869431497,1743.4318970814113,1644.7188940092281,1284.9139938556079,1029.2230107526977,717.55639784945686,1329.3806451612713,1641.5135099846395,1961.6093317972229,0,0,0,669.92852534562303,827.00770353302551]
[null,null,null,"2013-11-05",11,2013,"112013",2501,12564.753448275836,14588.986781609185,13950.475862068954,12135.60919540243,13332.727011494218,15294.98160919534,null,15887.232183907967,15619.551149425364,16057.33160919524,16406.132183908016,15027.970689655232,15139.237356321817,null,0,0,0,14185.713218390914,15650.425287356247,null,null,null,null,null,null,null,null,null,null,null,null,null,null,null,null,null,null,null,null,null,null,null,null,null,"2013-11-05",11,2013,"112013",2501,2714.0899692780245,2045.6614976958501,1835.8253533026013,1267.0236482334724,1745.2383486943147,1646.2285714285833,1286.3978648233494,1029.9843010752786,718.17575268816643,1330.5032258064325,1642.9328648233488,1963.5061059907714,0,0,0,670.71562211981677,827.48512288786424]
[null,null,null,"2013-11-16",11,2013,"112013",2512,12652.203448275844,14685.090114942508,14046.175862068962,12216.642528735765,13428.023678160891,15397.574942528665,null,15992.318850574633,15731.347816092037,16160.914942528567,16519.578850574664,15131.480689655231,15243.994022988476,null,0,0,0,14269.789885057582,15755.951954022923,null,null,null,null,null,null,null,null,null,null,null,null,null,null,null,null,null,null,null,null,null,null,null,null,null,"2013-11-16",11,2013,"112013",2512,2714.1266359446936,2045.6614976958501,1835.8986866359346,1267.0236482334724,1745.2383486943147,1646.2285714285833,1286.3978648233494,1029.9843010752786,718.17575268816643,1330.5032258064325,1642.9328648233488,1963.5061059907714,0,0,0,670.71562211981677,827.48512288786424]
[null,null,null,"2013-11-22",11,2013,"112013",2518,12699.903448275849,14737.510114942503,14098.375862068966,12260.842528735766,13480.003678160894,15453.53494252866,null,16049.638850574633,15792.32781609204,16217.414942528563,16581.458850574654,15187.94068965523,15301.134022988472,null,0,0,0,14315.649885057583,15813.511954022928,null,null,null,null,null,null,null,null,null,null,null,null,null,null,null,null,null,null,null,null,null,null,null,null,null,"2013-11-22",11,2013,"112013",2518,2714.1466359446949,2045.6614976958501,1835.9386866359346,1267.0236482334724,1745.2383486943147,1646.2285714285833,1286.3978648233494,1029.9843010752786,718.17575268816643,1330.5032258064325,1642.9328648233488,1963.5061059907714,0,0,0,670.71562211981677,827.48512288786424]
[null,null,null,"2013-12-01",12,2013,"122013",2527,12772.132480533919,14817.187319243571,14177.066184649617,12327.153281423938,13557.884538375953,15537.409566184568,null,16135.204226918719,15882.031256952259,16302.04505005544,16673.794549499373,15272.991657397164,15387.233592880939,null,0,0,0,14385.096551724249,15899.345717463795,null,null,null,null,null,null,null,null,null,null,null,null,null,null,null,null,null,null,null,null,null,null,null,null,null,"2013-12-01",12,2013,"122013",2527,2714.1733026113634,2045.6614976958501,1835.9920199692679,1267.0236482334724,1745.2383486943147,1646.2285714285833,1286.3978648233494,1029.9843010752786,718.17575268816643,1330.5032258064325,1642.9328648233488,1963.5061059907714,0,0,0,670.71562211981677,827.48512288786424]
[null,null,null,"2013-12-10",12,2013,"122013",2536,12849.793770856499,14905.242157953246,14258.879087875423,12393.550055617479,13635.05228031144,15620.761179087787,null,16217.452614015496,15957.602224694196,16385.716017797375,16762.255839821959,15360.930367074581,15476.449721913194,null,0,0,0,14459.796551724243,15981.12958843154,null,null,null,null,null,null,null,null,null,null,null,null,null,null,null,null,null,null,null,null,null,null,null,null,null,"2013-12-10",12,2013,"122013",2536,2714.1733026113634,2045.6614976958501,1835.9920199692679,1267.0236482334724,1745.2383486943147,1646.2285714285833,1286.3978648233494,1029.9843010752786,718.17575268816643,1330.5032258064325,1642.9328648233488,1963.5061059907714,0,0,0,670.71562211981677,827.48512288786424]
[null,null,null,"2013-12-15",12,2013,"122013",2541,12892.938932146821,14954.161512791954,14304.330700778648,12430.437152391669,13677.923248053377,15667.067630700687,null,16263.146162402594,15999.586095661938,16432.199888765124,16811.401001112285,15409.785205784257,15526.014238042224,null,0,0,0,14501.296551724239,16026.56507230251,null,null,null,null,null,null,null,null,null,null,null,null,null,null,null,null,null,null,null,null,null,null,null,null,null,"2013-12-15",12,2013,"122013",2541,2714.1733026113634,2045.6614976958501,1835.9920199692679,1267.0236482334724,1745.2383486943147,1646.2285714285833,1286.3978648233494,1029.9843010752786,718.17575268816643,1330.5032258064325,1642.9328648233488,1963.5061059907714,0,0,0,670.71562211981677,827.48512288786424]
[null,null,null,"2013-12-19",12,2013,"122013",2545,12927.455061179078,14993.296996662921,14340.691991101228,12459.946829811021,13712.220022246927,15704.112791991007,null,16299.701001112273,16033.173192436132,16469.386985539324,16850.717130144545,15448.869076751998,15565.665850945448,null,0,0,0,14534.496551724236,16062.913459399286,null,null,null,null,null,null,null,null,null,null,null,null,null,null,null,null,null,null,null,null,null,null,null,null,null,"2013-12-19",12,2013,"122013",2545,2714.1733026113634,2045.6614976958501,1835.9920199692679,1267.0236482334724,1745.2383486943147,1646.2285714285833,1286.3978648233494,1029.9843010752786,718.17575268816643,1330.5032258064325,1642.9328648233488,1963.5061059907714,0,0,0,670.71562211981677,827.48512288786424]
[null,null,null,"2013-12-28",12,2013,"122013",2554,13005.116351501658,15081.351835372596,14422.504894327034,12526.343604004562,13789.387764182415,15787.464404894226,null,16381.94938820905,16108.744160178068,16553.057953281274,16939.178420467131,15536.807786429416,15654.881979977703,null,0,0,0,14609.19655172423,16144.697330367031,null,null,null,null,null,null,null,null,null,null,null,null,null,null,null,null,null,null,null,null,null,null,null,null,null,"2013-12-28",12,2013,"122013",2554,2714.1733026113634,2045.6614976958501,1835.9920199692679,1267.0236482334724,1745.2383486943147,1646.2285714285833,1286.3978648233494,1029.9843010752786,718.17575268816643,1330.5032258064325,1642.9328648233488,1963.5061059907714,0,0,0,670.71562211981677,827.48512288786424]
[null,null,null,"2014-01-06",1,2014,"12014",2563,13082.874416017783,15167.200222469364,14504.356507230264,12596.940378198107,13870.561957730804,15874.938598442612,null,16466.849388209059,16191.650611790968,16644.741824249028,17032.73003337035,15628.385205784249,15744.620689655121,null,0,0,0,14689.954616240355,16234.455394883156,null,null,null,null,null,null,null,null,null,null,null,null,null,null,null,null,null,null,null,null,null,null,null,null,null,"2014-01-06",1,2014,"12014",2563,2714.1733026113634,2045.6614976958501,1835.9920199692679,1267.0236482334724,1745.2383486943147,1646.2285714285833,1286.3978648233494,1029.9843010752786,718.17575268816643,1330.5032258064325,1642.9328648233488,1963.5061059907714,0,0,0,670.71562211981677,827.48512288786424]
[null,null,null,"2014-01-16",{"$f":"MONTH(D2692)","v":1},{"$f":"YEAR(D2692)","v":2014},{"$f":"E2692&F2692","v":"12014"},2573,13169.326028921003,15261.361512791937,14595.324249165757,12677.714571746494,13962.981312569516,15974.422469410354,null,16562.655839821975,16287.84416017806,16751.064404894201,17139.504226918722,15732.159399332628,15844.620689655121,null,0,0,0,14783.0513904339,16338.616685205729,null,null,null,null,null,null,null,null,null,null,null,null,null,null,null,null,null,null,null,null,null,null,null,null,null,"2014-01-16",{"$f":"MONTH(BA2692)","v":1},{"$f":"YEAR(BA2692)","v":2014},{"$f":"BB2692&BC2692","v":"12014"},2573,2714.1733026113634,2045.6614976958501,1835.9920199692679,1267.0236482334724,1745.2383486943147,1646.2285714285833,1286.3978648233494,1029.9843010752786,718.17575268816643,1330.5032258064325,1642.9328648233488,1963.5061059907714,0,0,0,670.71562211981677,827.48512288786424]
[null,null,null,"2014-01-23",1,2014,"12014",2580,13229.842157953257,15327.274416017737,14659.001668520601,12734.256507230364,14027.674860956615,16044.061179087774,null,16629.720355951016,16355.179644049023,16825.490211345823,17214.246162402582,15804.801334816493,15914.620689655121,null,0,0,0,14848.219132369382,16411.529588431535,null,null,null,null,null,null,null,null,null,null,null,null,null,null,null,null,null,null,null,null,null,null,null,null,null,"2014-01-23",1,2014,"12014",2580,2714.1733026113634,2045.6614976958501,1835.9920199692679,1267.0236482334724,1745.2383486943147,1646.2285714285833,1286.3978648233494,1029.9843010752786,718.17575268816643,1330.5032258064325,1642.9328648233488,1963.5061059907714,0,0,0,670.71562211981677,827.48512288786424]
[null,null,null,"2014-02-01",2,2014,"22014",2589,13306.727586206867,15411.048275862002,14739.820689655202,12806.655172413901,14110.168965517239,16132.60344827576,null,16715.193103448244,16441.224137931113,16919.931034482652,17309.058620689557,15897.0931034483,16003.293103448224,null,0,0,0,14931.837931034564,16504.717241379261,null,null,null,null,null,null,null,null,null,null,null,null,null,null,null,null,null,null,null,null,null,null,null,null,null,"2014-02-01",2,2014,"22014",2589,2714.1733026113634,2045.6614976958501,1835.9920199692679,1267.0236482334724,1745.2383486943147,1646.2285714285833,1286.3978648233494,1029.9843010752786,718.17575268816643,1330.5032258064325,1642.9328648233488,1963.5061059907714,0,0,0,670.71562211981677,827.48512288786424]
[null,null,null,"2014-02-10",2,2014,"22014",2598,13376.244827586177,15487.051724137864,14812.224137931067,12876.668965517349,14187.196551724135,16213.199999999895,null,16794.641379310298,16523.031034482843,17004.37586206886,17393.596551724055,15980.544827586233,16081.344827586154,null,0,0,0,15014.110344827675,16593.44482758615,null,null,null,null,null,null,null,null,null,null,null,null,null,null,null,null,null,null,null,null,null,null,null,null,null,"2014-02-10",2,2014,"22014",2598,2714.1733026113634,2045.6614976958501,1835.9920199692679,1267.0236482334724,1745.2383486943147,1646.2285714285833,1286.3978648233494,1029.9843010752786,718.17575268816643,1330.5032258064325,1642.9328648233488,1963.5061059907714,0,0,0,670.71562211981677,827.48512288786424]
[null,null,null,"2014-02-14",2,2014,"22014",2602,13407.141379310315,15520.831034482691,14844.403448275896,12907.786206896659,14221.431034482755,16249.020689655066,null,16829.951724137878,16559.389655172501,17041.90689655162,17431.168965517165,16017.634482758647,16116.034482758567,null,0,0,0,15050.675862069058,16632.879310344768,null,null,null,null,null,null,null,null,null,null,null,null,null,null,null,null,null,null,null,null,null,null,null,null,null,"2014-02-14",2,2014,"22014",2602,2714.1733026113634,2045.6614976958501,1835.9920199692679,1267.0236482334724,1745.2383486943147,1646.2285714285833,1286.3978648233494,1029.9843010752786,718.17575268816643,1330.5032258064325,1642.9328648233488,1963.5061059907714,0,0,0,670.71562211981677,827.48512288786424]
[null,null,null,"2014-02-19",2,2014,"22014",2607,13445.762068965487,15563.055172413726,14884.627586206932,12946.682758620796,14264.224137931031,16293.79655172403,null,16874.089655172353,16604.837931034574,17088.820689655069,17478.134482758553,16063.996551724165,16159.396551724083,null,0,0,0,15096.382758620786,16682.17241379304,null,null,null,null,null,null,null,null,null,null,null,null,null,null,null,null,null,null,null,null,null,null,null,null,null,"2014-02-19",2,2014,"22014",2607,2714.1733026113634,2045.6614976958501,1835.9920199692679,1267.0236482334724,1745.2383486943147,1646.2285714285833,1286.3978648233494,1029.9843010752786,718.17575268816643,1330.5032258064325,1642.9328648233488,1963.5061059907714,0,0,0,670.71562211981677,827.48512288786424]
[null,null,null,"2014-02-28",2,2014,"22014",2616,13515.279310344797,15639.058620689588,14957.031034482798,13016.696551724244,14341.251724137926,16374.393103448165,null,16953.537931034407,16686.644827586304,17173.265517241278,17562.672413793051,16147.448275862098,16237.448275862012,null,0,0,0,15178.655172413897,16770.899999999929,null,null,null,null,null,null,null,null,null,null,null,null,null,null,null,null,null,null,null,null,null,null,null,null,null,"2014-02-28",2,2014,"22014",2616,2714.1733026113634,2045.6614976958501,1835.9920199692679,1267.0236482334724,1745.2383486943147,1646.2285714285833,1286.3978648233494,1029.9843010752786,718.17575268816643,1330.5032258064325,1642.9328648233488,1963.5061059907714,0,0,0,670.71562211981677,827.48512288786424]
[null,null,null,"2014-03-09",3,2014,"32014",2625,13573.576084538341,15708.881201334747,15026.59232480538,13079.086874304894,14410.84204671857,16444.680200222356,null,17027.860511679566,16759.428698554049,17248.778420467093,17641.465962180133,16217.938598442744,16308.722469410404,null,0,0,0,15251.903559510674,16849.141935483814,null,null,null,null,null,null,null,null,null,null,null,null,null,null,null,null,null,null,null,null,null,null,null,null,null,"2014-03-09",3,2014,"32014",2625,2716.1765284178132,2047.1421428571412,1836.6016973886221,1267.2559062979883,1745.9351228878625,1647.0124423963246,1286.8333486943168,1029.9843010752786,718.17575268816643,1330.5612903225615,1643.3102841781872,1964.4061059907706,0,0,0,671.12207373271963,827.48512288786424]
[null,null,null,"2014-03-18",3,2014,"32014",2634,13631.872858731886,15778.703781979906,15096.153615127963,13141.477196885544,14480.432369299213,16514.967296996547,null,17102.183092324725,16832.212569521795,17324.291323692909,17720.259510567215,16288.428921023391,16379.996662958796,null,0,0,0,15325.151946607451,16927.3838709677,null,null,null,null,null,null,null,null,null,null,null,null,null,null,null,null,null,null,null,null,null,null,null,null,null,"2014-03-18",3,2014,"32014",2634,2718.179754224263,2048.6227880184315,1837.2113748079764,1267.4881643625042,1746.6318970814102,1647.7963133640658,1287.2688325652841,1029.9843010752786,718.17575268816643,1330.6193548386905,1643.6877035330256,1965.3061059907698,0,0,0,671.52852534562248,827.48512288786424]
[null,null,null,"2014-03-26",3,2014,"32014",2642,13683.692213570592,15840.768298108937,15157.985873192481,13196.935261401677,14542.29043381534,16577.444716351383,null,17168.247608453756,16896.909343715346,17391.413904338078,17790.298220244622,16351.086985539521,16443.351501668465,null,0,0,0,15390.261624026809,16996.932258064488,null,null,null,null,null,null,null,null,null,null,null,null,null,null,null,null,null,null,null,null,null,null,null,null,null,"2014-03-26",3,2014,"32014",2642,2719.9603993855517,2049.9389170506884,1837.7533102918469,1267.6946159754073,1747.2512519201193,1648.4930875576135,1287.6559293394773,1029.9843010752786,718.17575268816643,1330.6709677419162,1644.023187403993,1966.106105990769,0,0,0,671.8898156682028,827.48512288786424]
[null,null,null,"2014-04-04",4,2014,"42014",2651,13731.999310344781,15899.51862068958,15218.537701149475,13251.143218390929,14600.525057471254,16638.026436781496,null,17230.044597701068,16959.33149425298,17459.952183907979,17857.979080459663,16410.968275862102,16502.16160919534,null,0,0,0,15453.848505747241,17061.186666666646,null,null,null,null,null,null,null,null,null,null,null,null,null,null,null,null,null,null,null,null,null,null,null,null,null,"2014-04-04",4,2014,"42014",2651,2722.2066359446903,2051.8948310291821,1838.385353302599,1267.9169815668049,1747.9583486943122,1649.2352380952473,1288.4311981566818,1030.2243010752784,718.29575268816632,1331.0765591397653,1644.5261981566807,1967.3261059907688,0,0,0,672.26228878648203,827.77845622119776]
[null,null,null,"2014-04-13",4,2014,"42014",2660,13767.819310344777,15944.428620689578,15267.827701149481,13295.123218390934,14644.565057471254,16686.476436781511,null,17276.184597701071,17008.801494252973,17519.772183907986,17911.769080459653,16457.588275862105,16545.39160919534,null,0,0,0,15505.358505747241,17107.956666666647,null,null,null,null,null,null,null,null,null,null,null,null,null,null,null,null,null,null,null,null,null,null,null,null,null,"2014-04-13",4,2014,"42014",2660,2724.7566359446901,2054.4448310291818,1839.0453533025984,1268.1269815668047,1748.6783486943116,1649.9252380952466,1289.6311981566828,1030.7643010752779,718.56575268816607,1331.9165591397646,1645.1861981566801,1968.9461059907694,0,0,0,672.59228878648173,828.43845622119818]
[null,null,null,"2014-04-22",4,2014,"42014",2669,13803.639310344774,15989.338620689576,15317.117701149487,13339.103218390939,14688.605057471255,16734.926436781527,null,17322.324597701074,17058.271494252967,17579.592183907993,17965.559080459643,16504.208275862107,16588.621609195339,null,0,0,0,15556.868505747241,17154.726666666647,null,null,null,null,null,null,null,null,null,null,null,null,null,null,null,null,null,null,null,null,null,null,null,null,null,"2014-04-22",4,2014,"42014",2669,2727.3066359446898,2056.9948310291816,1839.7053533025978,1268.3369815668045,1749.3983486943109,1650.615238095246,1290.8311981566837,1031.3043010752774,718.83575268816583,1332.7565591397638,1645.8461981566795,1970.56610599077,0,0,0,672.92228878648143,829.0984562211986]
[null,null,null,"2014-04-25",4,2014,"42014",2672,13815.579310344772,16004.308620689575,15333.54770114949,13353.763218390941,14703.285057471256,16751.076436781532,null,17337.704597701075,17074.761494252965,17599.532183907995,17983.48908045964,16519.748275862108,16603.031609195339,null,0,0,0,15574.038505747241,17170.316666666648,null,null,null,null,null,null,null,null,null,null,null,null,null,null,null,null,null,null,null,null,null,null,null,null,null,"2014-04-25",4,2014,"42014",2672,2728.1566359446897,2057.8448310291815,1839.9253533025976,1268.4069815668045,1749.6383486943107,1650.8452380952458,1291.2311981566841,1031.4843010752772,718.92575268816574,1333.0365591397635,1646.0661981566793,1971.1061059907702,0,0,0,673.03228878648133,829.31845622119874]
[null,null,null,"2014-05-01",5,2014,"52014",2678,13837.992213570576,16032.794104560542,15364.398776418309,13381.309454950084,14730.76785317018,16781.622135706271,null,17367.015350389247,17106.044827586295,17637.094549499398,18017.291768631676,16549.096662958884,16630.116017797489,null,0,0,0,15606.63904338165,17200.164516129014,null,null,null,null,null,null,null,null,null,null,null,null,null,null,null,null,null,null,null,null,null,null,null,null,null,"2014-05-01",5,2014,"52014",2678,2730.4700768049047,2059.877626728106,1840.692019969264,1268.7817127496,1750.5673809523748,1651.6705069124498,1292.317219662061,1032.1068817204382,719.28865591397209,1333.9483870967524,1646.971574500765,1972.7577188939963,0,0,0,673.30271889400808,829.89480030722052]
[null,null,null,"2014-05-10",5,2014,"52014",2687,13860.608342602834,16064.613459399256,15395.608453837656,13409.325583982345,14757.913014460499,16814.283426028851,null,17400.112124582782,17140.244827586288,17676.055839821984,18052.565962180051,16580.132146829852,16657.725695216839,null,0,0,0,15642.493882091332,17234.945161290314,null,null,null,null,null,null,null,null,null,null,null,null,null,null,null,null,null,null,null,null,null,null,null,null,null,"2014-05-10",5,2014,"52014",2687,2738.541044546841,2065.4227880184276,1844.2920199692649,1271.1042933947613,1755.3286712749552,1655.647926267289,1296.0914132104488,1035.0101075268892,721.20478494623046,1337.9548387096561,1651.8199615975388,1979.5222350230285,0,0,0,674.08658986175033,831.7818970814144]
[null,null,null,"2014-05-19",5,2014,"52014",2696,13883.224471635092,16096.432814237969,15426.818131257003,13437.341713014606,14785.058175750817,16846.944716351431,null,17433.208898776316,17174.444827586281,17715.01713014457,18087.840155728427,16611.16763070082,16685.335372636189,null,0,0,0,15678.348720801014,17269.725806451614,null,null,null,null,null,null,null,null,null,null,null,null,null,null,null,null,null,null,null,null,null,null,null,null,null,"2014-05-19",5,2014,"52014",2696,2746.6120122887774,2070.9679493087492,1847.8920199692657,1273.4268740399225,1760.0899615975356,1659.6253456221282,1299.8656067588365,1037.9133333333402,723.12091397848883,1341.9612903225598,1656.6683486943127,1986.2867511520608,0,0,0,674.87046082949257,833.66899385560828]
[null,null,null,"2014-05-24",{"$f":"MONTH(D2820)","v":5},{"$f":"YEAR(D2820)","v":2014},{"$f":"E2820&F2820","v":"52014"},2701,13895.788987764125,16114.11023359281,15444.156840934418,13452.90622914364,14800.138820912105,16865.089877641753,null,17451.595995550502,17193.444827586278,17736.662291434895,18107.436929921969,16628.409566184691,16700.674082313606,null,0,0,0,15698.268075639726,17289.04838709678,null,null,null,null,null,null,null,null,null,null,null,null,null,null,null,null,null,null,null,null,null,null,null,null,null,"2014-05-24",{"$f":"MONTH(BA2820)","v":5},{"$f":"YEAR(BA2820)","v":2014},{"$f":"BB2820&BC2820","v":"52014"},2701,2751.0958832565198,2074.048594470039,1849.8920199692661,1274.7171966205676,1762.7351228878581,1661.8350230414833,1301.9623809523853,1039.5262365591464,724.18543010752126,1344.1870967741729,1659.3618970814093,1990.0448156681898,0,0,0,675.30594470046049,834.71738095238265]
[null,null,null,"2014-06-05",6,2014,"62014",2713,13917.445977011437,16146.87528735625,15475.647701149463,13479.829885057621,14826.368390804571,16898.743103448211,null,17486.00459770103,17227.378160919608,17775.698850574681,18144.405747126257,16659.964942528779,16730.531609195321,null,0,0,0,15735.655172413921,17324.533333333355,null,null,null,null,null,null,null,null,null,null,null,null,null,null,null,null,null,null,null,null,null,null,null,null,null,"2014-06-05",6,2014,"62014",2713,2770.4399692780253,2087.8448310291774,1861.7253533025998,1284.8569815668045,1776.5550153609761,1672.3285714285805,1312.0645314900205,1048.2176344086081,727.89241935483358,1353.3365591397649,1669.9495314900107,2002.8727726574371,0,0,0,678.59895545314873,840.56845622120011]
[null,null,null,"2014-06-14",6,2014,"62014",2722,13924.765977011439,16161.305287356243,15488.637701149457,13489.069885057621,14835.578390804565,16913.593103448224,null,17501.604597701033,17240.578160919613,17791.418850574675,18161.565747126249,16673.314942528781,16745.621609195317,null,0,0,0,15752.755172413918,17339.71333333337,null,null,null,null,null,null,null,null,null,null,null,null,null,null,null,null,null,null,null,null,null,null,null,null,null,"2014-06-14",6,2014,"62014",2722,2793.9599692780243,2104.9148310291762,1877.9853533025994,1299.8569815668052,1794.7650153609759,1685.6485714285807,1324.964531490021,1059.7976344086078,731.88241935483404,1364.1965591397652,1682.2195314900098,2016.4927726574369,0,0,0,683.42895545314843,848.45845622120009]
[null,null,null,"2014-06-23",6,2014,"62014",2731,13932.08597701144,16175.735287356236,15501.627701149451,13498.309885057621,14844.788390804559,16928.443103448237,null,17517.204597701035,17253.778160919617,17807.138850574669,18178.725747126242,16686.664942528783,16760.711609195314,null,0,0,0,15769.855172413914,17354.893333333384,null,null,null,null,null,null,null,null,null,null,null,null,null,null,null,null,null,null,null,null,null,null,null,null,null,"2014-06-23",6,2014,"62014",2731,2817.4799692780234,2121.984831029175,1894.2453533025989,1314.8569815668059,1812.9750153609757,1698.9685714285808,1337.8645314900216,1071.3776344086075,735.87241935483451,1375.0565591397656,1694.4895314900089,2030.1127726574368,0,0,0,688.25895545314813,856.34845622120008]
[null,null,null,"2014-06-25",6,2014,"62014",2733,13933.712643678107,16178.941954022901,15504.514367816117,13500.363218390954,14846.835057471224,16931.74310344824,null,17520.671264367702,17256.711494252952,17810.632183908001,18182.539080459574,16689.63160919545,16764.064942528646,null,0,0,0,15773.655172413914,17358.266666666721,null,null,null,null,null,null,null,null,null,null,null,null,null,null,null,null,null,null,null,null,null,null,null,null,null,"2014-06-25",6,2014,"62014",2733,2822.7066359446899,2125.7781643625081,1897.8586866359321,1318.1903149001394,1817.0216820276423,1701.9285714285809,1340.7311981566884,1073.9509677419408,736.75908602150128,1377.469892473099,1697.2161981566753,2033.1394393241035,0,0,0,689.3322887864814,858.10178955453341]
[null,null,null,"2014-07-02",7,2014,"72014",2740,13938.430923247999,16188.397330366983,15513.543937708588,13506.5223581759,14852.829143492725,16941.825361512765,null,17531.466963292438,17265.857730812095,17821.507452725204,18194.356284760648,16698.145050055664,16773.641824249076,null,0,0,0,15784.832591768749,17368.403225806513,null,null,null,null,null,null,null,null,null,null,null,null,null,null,null,null,null,null,null,null,null,null,null,null,null,"2014-07-02",7,2014,"72014",2740,2846.1474961597428,2143.3711751151955,1914.7436328724912,1332.69784178186,1834.6222196620508,1716.0059907834195,1353.5107680491617,1085.4681720430158,741.70478494623273,1388.767741935465,1711.0586712749543,2048.0867511520605,0,0,0,695.396267281105,866.58834869431826]
[null,null,null,"2014-07-11",7,2014,"72014",2749,13941.363181312508,16194.871523915368,15521.702002224722,13511.138487208158,14856.777530589496,16950.070522803097,null,17541.047608453744,17274.015795328229,17831.146162402631,18204.633704115502,16703.080533926619,16779.012791991019,null,0,0,0,15792.380978865516,17376.067741935538,null,null,null,null,null,null,null,null,null,null,null,null,null,null,null,null,null,null,null,null,null,null,null,null,null,"2014-07-11",7,2014,"72014",2749,2892.8313671274832,2179.8647235022918,1950.0758909370079,1360.4817127496012,1868.2996390168896,1746.054377880193,1378.7688325652903,1108.3455913978542,753.98543010752314,1412.4580645161111,1742.6748003072123,2081.2996543778654,0,0,0,710.60917050691194,885.05286482335009]
[null,null,null,"2014-07-20",7,2014,"72014",2758,13944.295439377018,16201.345717463753,15529.860066740855,13515.754616240416,14860.725917686266,16958.315684093428,null,17550.62825361505,17282.173859844363,17840.784872080058,18214.911123470356,16708.016017797574,16784.383759732962,null,0,0,0,15799.929365962284,17383.732258064563,null,null,null,null,null,null,null,null,null,null,null,null,null,null,null,null,null,null,null,null,null,null,null,null,null,"2014-07-20",7,2014,"72014",2758,2939.5152380952236,2216.3582718893881,1985.4081490015246,1388.2655837173425,1901.9770583717284,1776.1027649769665,1404.0268970814188,1131.2230107526925,766.26607526881355,1436.1483870967572,1774.2909293394703,2114.5125576036703,0,0,0,725.82207373271888,903.51738095238193]
[null,null,null,"2014-07-31",7,2014,"72014",2769,13947.879310344752,16209.258620689558,15539.831034482797,13521.396551724287,14865.551724137875,16968.393103448278,null,17562.337931034424,17292.144827586304,17852.565517241357,18227.472413792955,16714.048275862075,16790.948275862003,null,0,0,0,15809.155172413888,17393.100000000039,null,null,null,null,null,null,null,null,null,null,null,null,null,null,null,null,null,null,null,null,null,null,null,null,null,"2014-07-31",7,2014,"72014",2769,2996.5733026113508,2260.9614976958392,2028.5920199692673,1422.2236482334706,1943.1383486943091,1812.8285714285785,1434.8978648233538,1159.1843010752727,781.2757526881685,1465.1032258064358,1812.9328648233411,2155.1061059907652,0,0,0,744.41562211981625,926.08512288786528]
[null,null,null,"2014-08-06",8,2014,"82014",2775,13953.182536151204,16219.052169076651,15549.547163515052,13527.764293659773,14873.196885428193,16978.089877641836,null,17572.112124582811,17303.3512791992,17864.662291434903,18239.124026696187,16722.370856507234,16799.522469410385,null,0,0,0,15817.05194660744,17404.325806451652,null,null,null,null,null,null,null,null,null,null,null,null,null,null,null,null,null,null,null,null,null,null,null,null,null,"2014-08-06",8,2014,"82014",2775,3012.1539477726405,2272.2453686635818,2040.7855683563639,1432.3849385560516,1951.8673809523739,1821.7898617511592,1442.155929339483,1163.9455913978531,785.12736559139421,1472.535483870952,1822.8618970814061,2167.3383640552811,0,0,0,748.4414285714289,929.47221966205916]
[null,null,null,"2014-08-15",8,2014,"82014",2784,13961.137374860882,16233.742491657291,15564.121357063434,13537.315906563002,14884.664627363671,16992.635038932174,null,17586.77341490539,17320.160956618543,17882.807452725221,18256.601446051034,16734.854727474973,16812.383759732958,null,0,0,0,15828.897107897768,17421.164516129073,null,null,null,null,null,null,null,null,null,null,null,null,null,null,null,null,null,null,null,null,null,null,null,null,null,"2014-08-15",8,2014,"82014",2784,3035.5249155145752,2289.1711751151956,2059.0758909370088,1447.626874039923,1964.960929339471,1835.2317972350302,1453.0430261136769,1171.0875268817238,790.90478494623278,1483.6838709677263,1837.7554454685037,2185.686751152055,0,0,0,754.48013824884788,934.55286482334998]
[null,null,null,"2014-08-24",8,2014,"82014",2793,13969.09221357056,16248.432814237931,15578.695550611816,13546.867519466232,14896.132369299148,17007.180200222512,null,17601.43470522797,17336.970634037887,17900.952614015539,18274.078865405882,16747.338598442711,16825.245050055531,null,0,0,0,15840.742269188097,17438.003225806493,null,null,null,null,null,null,null,null,null,null,null,null,null,null,null,null,null,null,null,null,null,null,null,null,null,"2014-08-24",8,2014,"82014",2793,3058.8958832565099,2306.0969815668095,2077.3662135176537,1462.8688095237944,1978.0544777265682,1848.6737327189012,1463.9301228878708,1178.2294623655944,796.68220430107135,1494.8322580645006,1852.6489938556012,2204.0351382488288,0,0,0,760.51884792626686,939.6335099846408]
[null,null,null,"2014-08-25",8,2014,"82014",2794,13969.976084538303,16250.065072302446,15580.314905450525,13547.928809788813,14897.406562847535,17008.796329254772,null,17603.063737486034,17338.83837597337,17902.968743047797,18276.020800889753,16748.725695216905,16826.674082313595,null,0,0,0,15842.058398220355,17439.874193548429,null,null,null,null,null,null,null,null,null,null,null,null,null,null,null,null,null,null,null,null,null,null,null,null,null,"2014-08-25",8,2014,"82014",2794,3061.4926574500582,2307.9776267280999,2079.3984715821698,1464.5623579108913,1979.5093164362456,1850.167281105998,1465.1398003072256,1179.0230107526911,797.3241397849423,1496.07096774192,1854.3038325652788,2206.0738479262482,0,0,0,761.1898156682023,940.19802611367311]
[null,null,null,"2014-09-02",9,2014,"92014",2802,13976.959310344755,16263.431954022873,15593.71103448278,13555.9965517243,14907.318390804519,17021.966436781666,null,17617.577931034419,17353.791494252931,17919.792183908012,18292.399080459654,16760.121609195397,16838.688275861979,null,0,0,0,15852.708505747241,17455.460000000043,null,null,null,null,null,null,null,null,null,null,null,null,null,null,null,null,null,null,null,null,null,null,null,null,null,"2014-09-02",9,2014,"92014",2802,3081.986635944681,2323.074831029176,2095.3786866359333,1478.7769815668055,1991.7783486943104,1861.9552380952455,1475.0711981566881,1185.9776344086047,801.81575268816812,1505.3765591397696,1866.4661981566769,2221.2127726574308,0,0,0,767.10895545314838,945.02512288786704]
[null,null,null,"2014-09-11",9,2014,"92014",2811,13984.519310344756,16279.511954022875,15610.271034482781,13563.646551724303,14917.518390804518,17037.596436781674,null,17638.90793103441,17370.651494252928,17941.062183908023,18313.669080459666,16773.951609195399,16854.16827586199,null,0,0,0,15865.098505747244,17475.080000000045,null,null,null,null,null,null,null,null,null,null,null,null,null,null,null,null,null,null,null,null,null,null,null,null,null,"2014-09-11",9,2014,"92014",2811,3104.0966359446793,2340.2348310291768,2112.4186866359341,1497.0169815668053,2007.7083486943102,1874.6752380952462,1487.1011981566874,1195.8476344086039,804.69575268816857,1513.8065591397701,1876.516198156676,2234.2927726574312,0,0,0,775.62895545314882,951.50512288786729]
[null,null,null,"2014-09-20",9,2014,"92014",2820,13992.079310344758,16295.591954022877,15626.831034482782,13571.296551724306,14927.718390804517,17053.226436781682,null,17660.2379310344,17387.511494252925,17962.332183908034,18334.939080459677,16787.781609195401,16869.648275862,null,0,0,0,15877.488505747247,17494.700000000048,null,null,null,null,null,null,null,null,null,null,null,null,null,null,null,null,null,null,null,null,null,null,null,null,null,"2014-09-20",9,2014,"92014",2820,3126.2066359446776,2357.3948310291776,2129.458686635935,1515.2569815668051,2023.63834869431,1887.3952380952469,1499.1311981566867,1205.7176344086031,807.57575268816902,1522.2365591397706,1886.566198156675,2247.3727726574316,0,0,0,784.14895545314926,957.98512288786753]
[null,null,null,"2014-09-30",9,2014,"92014",2830,14000.479310344759,16313.458620689546,15645.231034482784,13579.79655172431,14939.051724137849,17070.593103448358,null,17683.93793103439,17406.244827586255,17985.96551724138,18358.572413793023,16803.14827586207,16886.848275862012,null,0,0,0,15891.255172413918,17516.500000000051,null,null,null,null,null,null,null,null,null,null,null,null,null,null,null,null,null,null,null,null,null,null,null,null,null,"2014-09-30",9,2014,"92014",2830,3150.7733026113424,2376.4614976958451,2148.3920199692693,1535.5236482334715,2041.3383486943098,1901.528571428581,1512.4978648233525,1216.6843010752689,810.77575268816952,1531.6032258064379,1897.7328648233406,2261.9061059907654,0,0,0,793.61562211981641,965.18512288786781]
[null,null,null,"2014-10-07",10,2014,"102014",2837,14014.930923247985,16333.916685205675,15664.672969966659,13593.299777530756,14957.81624026688,17094.776974416094,null,17709.837931034395,17433.657730812069,18013.175194660733,18388.988542825282,16827.625695216899,16908.028921023302,null,0,0,0,15913.948720801016,17548.203225806512,null,null,null,null,null,null,null,null,null,null,null,null,null,null,null,null,null,null,null,null,null,null,null,null,null,"2014-10-07",10,2014,"102014",2837,3156.6894316436014,2380.5034331797156,2152.2307296466884,1538.0075192012127,2044.3641551459232,1904.2156682027753,1514.5527035330297,1217.8359139784952,811.94994623655634,1533.4774193548249,1900.1264132104368,2265.880299539152,0,0,0,794.63175115207434,965.81738095238416]
[null,null,null,"2014-10-16",10,2014,"102014",2846,14033.511568409274,16360.219911012127,15689.669744160214,13610.661067853329,14981.942046718492,17125.870522803183,null,17743.137931034402,17468.9028921024,18048.159065628472,18428.094994438186,16859.096662958822,16935.261179087818,null,0,0,0,15943.126140155857,17588.964516129105,null,null,null,null,null,null,null,null,null,null,null,null,null,null,null,null,null,null,null,null,null,null,null,null,null,"2014-10-16",10,2014,"102014",2846,3164.2958832565059,2385.7002073732633,2157.1662135176557,1541.2010675883087,2048.2544777265689,1907.6705069124537,1517.1946390169003,1219.3165591397862,813.45962365591083,1535.8870967741796,1903.2038325652748,2270.9899769585063,0,0,0,795.9382027649774,966.63028417819089]
[null,null,null,"2014-10-25",10,2014,"102014",2855,14052.092213570564,16386.523136818578,15714.666518353768,13628.022358175902,15006.067853170103,17156.964071190272,null,17776.437931034408,17504.148053392732,18083.14293659621,18467.201446051091,16890.567630700745,16962.493437152334,null,0,0,0,15972.303559510698,17629.725806451697,null,null,null,null,null,null,null,null,null,null,null,null,null,null,null,null,null,null,null,null,null,null,null,null,null,"2014-10-25",10,2014,"102014",2855,3171.9023348694104,2390.8969815668111,2162.1016973886231,1544.3946159754046,2052.1448003072146,1911.125345622132,1519.8365745007709,1220.7972043010773,814.96930107526532,1538.2967741935342,1906.2812519201127,2276.0996543778606,0,0,0,797.24465437788047,967.44318740399763]
[null,null,null,"2014-11-01",11,2014,"112014",2862,14070.322643678091,16410.755287356213,15737.611034482805,13644.823218390951,15028.795057471178,17184.986436781666,null,17805.87459770108,17534.818160919618,18113.518850574703,18501.432413793027,16918.931609195362,16987.771609195344,null,0,0,0,15998.458505747258,17664.493333333427,null,null,null,null,null,null,null,null,null,null,null,null,null,null,null,null,null,null,null,null,null,null,null,null,null,"2014-11-01",11,2014,"112014",2862,3177.003302611347,2394.3781643625098,2165.4020199692682,1546.5269815668019,2054.7416820276453,1913.4285714285843,1521.5978648233513,1221.7843010752713,815.97575268816831,1539.9032258064374,1908.3361981566713,2279.5127726574301,0,0,0,798.11562211981584,967.98512288786878]
[null,null,null,"2014-11-03",11,2014,"112014",2864,14082.00931034476,16424.148620689546,15750.171034482806,13655.276551724286,15042.081724137845,17199.573103448336,null,17820.347931034416,17549.164827586283,18127.625517241369,18517.752413793027,16933.698275862032,17002.01827586201,null,0,0,0,16011.865172413924,17679.680000000095,null,null,null,null,null,null,null,null,null,null,null,null,null,null,null,null,null,null,null,null,null,null,null,null,null,"2014-11-03",11,2014,"112014",2864,3177.0633026113474,2394.4114976958435,2165.4220199692686,1546.5336482334685,2054.7483486943124,1913.4285714285843,1521.5978648233513,1221.7843010752713,815.97575268816831,1539.9032258064374,1908.342864823338,2279.5261059907634,0,0,0,798.11562211981584,967.98512288786878]
[null,null,null,"2014-11-12",11,2014,"112014",2873,14134.599310344767,16484.418620689547,15806.691034482812,13702.316551724292,15101.871724137845,17265.21310344835,null,17885.477931034424,17613.724827586273,18191.105517241369,18591.192413793025,17000.148275862048,17066.128275862007,null,0,0,0,16072.19517241392,17748.020000000102,null,null,null,null,null,null,null,null,null,null,null,null,null,null,null,null,null,null,null,null,null,null,null,null,null,"2014-11-12",11,2014,"112014",2873,3177.3333026113492,2394.5614976958454,2165.5120199692706,1546.5636482334685,2054.7783486943144,1913.4285714285843,1521.5978648233513,1221.7843010752713,815.97575268816831,1539.9032258064374,1908.372864823338,2279.5861059907634,0,0,0,798.11562211981584,967.98512288786878]
[null,null,null,"2014-11-21",11,2014,"112014",2882,{"$f":"SUMIF($AF$268:$AF$411,$G3001,AG$268:AG$411)+I3000","v":14187.189310344775},{"$f":"SUMIF($AF$268:$AF$411,$G3001,AH$268:AH$411)+J3000","v":16544.688620689547},{"$f":"SUMIF($AF$268:$AF$411,$G3001,AI$268:AI$411)+K3000","v":15863.211034482818},{"$f":"SUMIF($AF$268:$AF$411,$G3001,AJ$268:AJ$411)+L3000","v":13749.356551724299},{"$f":"SUMIF($AF$268:$AF$411,$G3001,AK$268:AK$411)+M3000","v":15161.661724137846},{"$f":"SUMIF($AF$268:$AF$411,$G3001,AL$268:AL$411)+N3000","v":17330.853103448364},null,{"$f":"SUMIF($AF$268:$AF$411,$G3001,AM$268:AM$411)+P3000","v":17950.607931034432},{"$f":"SUMIF($AF$268:$AF$411,$G3001,AN$268:AN$411)+Q3000","v":17678.284827586263},{"$f":"SUMIF($AF$268:$AF$411,$G3001,AO$268:AO$411)+R3000","v":18254.585517241369},{"$f":"SUMIF($AF$268:$AF$411,$G3001,AP$268:AP$411)+S3000","v":18664.632413793024},{"$f":"SUMIF($AF$268:$AF$411,$G3001,AQ$268:AQ$411)+T3000","v":17066.598275862063},{"$f":"SUMIF($AF$268:$AF$411,$G3001,AR$268:AR$411)+U3000","v":17130.238275862004},null,{"$f":"SUMIF($AF$268:$AF$411,$G3001,AS$268:AS$411)+W3000","v":0},{"$f":"SUMIF($AF$268:$AF$411,$G3001,AT$268:AT$411)+X3000","v":0},{"$f":"SUMIF($AF$268:$AF$411,$G3001,AU$268:AU$411)+Y3000","v":0},{"$f":"SUMIF($AF$268:$AF$411,$G3001,AV$268:AV$411)+Z3000","v":16132.525172413916},{"$f":"SUMIF($AF$268:$AF$411,$G3001,AW$268:AW$411)+AA3000","v":17816.36000000011},null,null,null,null,null,null,null,null,null,null,null,null,null,null,null,null,null,null,null,null,null,null,null,null,null,"2014-11-21",11,2014,"112014",2882,{"$f":"SUMIF($AF$268:$AF$411,$G3001,CB$441:CB$522)+BF3000","v":3177.603302611351},{"$f":"SUMIF($AF$268:$AF$411,$G3001,CC$441:CC$522)+BG3000","v":2394.7114976958474},{"$f":"SUMIF($AF$268:$AF$411,$G3001,CD$441:CD$522)+BH3000","v":2165.6020199692725},{"$f":"SUMIF($AF$268:$AF$411,$G3001,CE$441:CE$522)+BI3000","v":1546.5936482334685},{"$f":"SUMIF($AF$268:$AF$411,$G3001,CF$441:CF$522)+BJ3000","v":2054.8083486943165},{"$f":"SUMIF($AF$268:$AF$411,$G3001,CG$441:CG$522)+BK3000","v":1913.4285714285843},{"$f":"SUMIF($AF$268:$AF$411,$G3001,CH$441:CH$522)+BL3000","v":1521.5978648233513},{"$f":"SUMIF($AF$268:$AF$411,$G3001,CI$441:CI$522)+BM3000","v":1221.7843010752713},{"$f":"SUMIF($AF$268:$AF$411,$G3001,CJ$441:CJ$522)+BN3000","v":815.97575268816831},{"$f":"SUMIF($AF$268:$AF$411,$G3001,CK$441:CK$522)+BO3000","v":1539.9032258064374},{"$f":"SUMIF($AF$268:$AF$411,$G3001,CL$441:CL$522)+BP3000","v":1908.4028648233379},{"$f":"SUMIF($AF$268:$AF$411,$G3001,CM$441:CM$522)+BQ3000","v":2279.6461059907633},{"$f":"SUMIF($AF$268:$AF$411,$G3001,CN$441:CN$522)+BR3000","v":0},{"$f":"SUMIF($AF$268:$AF$411,$G3001,CO$441:CO$522)+BS3000","v":0},{"$f":"SUMIF($AF$268:$AF$411,$G3001,CP$441:CP$522)+BT3000","v":0},{"$f":"SUMIF($AF$268:$AF$411,$G3001,CQ$441:CQ$522)+BU3000","v":798.11562211981584},{"$f":"SUMIF($AF$268:$AF$411,$G3001,CR$441:CR$522)+BV3000","v":967.98512288786878}]
[null,null,null,"2014-11-30",11,2014,"112014",2891,14239.779310344782,16604.958620689547,15919.731034482824,13796.396551724305,15221.451724137847,17396.493103448378,null,18015.73793103444,17742.844827586254,18318.065517241368,18738.072413793023,17133.048275862078,17194.348275862001,null,0,0,0,16192.855172413912,17884.700000000117,null,null,null,null,null,null,null,null,null,null,null,null,null,null,null,null,null,null,null,null,null,null,null,null,null,"2014-11-30",11,2014,"112014",2891,3177.8733026113528,2394.8614976958493,2165.6920199692745,1546.6236482334684,2054.8383486943185,1913.4285714285843,1521.5978648233513,1221.7843010752713,815.97575268816831,1539.9032258064374,1908.4328648233379,2279.7061059907633,0,0,0,798.11562211981584,967.98512288786878]
[null,null,null,"2014-12-08",12,2014,"122014",2899,14315.185761957682,16687.900556173408,16000.298776418314,13863.983648498499,15298.638820912047,17479.176974416117,null,18099.118576195731,17828.728698554005,18402.065517241368,18823.982091212369,17216.145050055624,17279.199888765237,null,0,0,0,16261.758398220367,17970.558064516244,null,null,null,null,null,null,null,null,null,null,null,null,null,null,null,null,null,null,null,null,null,null,null,null,null,"2014-12-08",12,2014,"122014",2899,3177.8733026113528,2394.8614976958493,2165.6920199692745,1546.6236482334684,2054.8383486943185,1913.4285714285843,1521.5978648233513,1221.7843010752713,815.97575268816831,1539.9032258064374,1908.4328648233379,2279.7061059907633,0,0,0,798.11562211981584,967.98512288786878]
[null,null,null,"2014-12-17",12,2014,"122014",2908,14400.018020022195,16781.210233592752,16090.937486095741,13940.019132369467,15385.474304783022,17572.196329254824,null,18192.921802002184,17925.348053392725,18496.565517241368,18920.630478309133,17309.628921023363,17374.657953281378,null,0,0,0,16339.274527252628,18067.148387096888,null,null,null,null,null,null,null,null,null,null,null,null,null,null,null,null,null,null,null,null,null,null,null,null,null,"2014-12-17",12,2014,"122014",2908,3177.8733026113528,2394.8614976958493,2165.6920199692745,1546.6236482334684,2054.8383486943185,1913.4285714285843,1521.5978648233513,1221.7843010752713,815.97575268816831,1539.9032258064374,1908.4328648233379,2279.7061059907633,0,0,0,798.11562211981584,967.98512288786878]
[null,null,null,"2014-12-26",12,2014,"122014",2917,14484.850278086707,16874.519911012096,16181.576195773168,14016.054616240435,15472.309788653996,17665.215684093531,null,18286.725027808636,18021.967408231445,18591.065517241368,19017.278865405897,17403.112791991101,17470.116017797518,null,0,0,0,16416.790656284888,18163.738709677531,null,null,null,null,null,null,null,null,null,null,null,null,null,null,null,null,null,null,null,null,null,null,null,null,null,"2014-12-26",12,2014,"122014",2917,3177.8733026113528,2394.8614976958493,2165.6920199692745,1546.6236482334684,2054.8383486943185,1913.4285714285843,1521.5978648233513,1221.7843010752713,815.97575268816831,1539.9032258064374,1908.4328648233379,2279.7061059907633,0,0,0,798.11562211981584,967.98512288786878]
[null,null,null,"2015-01-01",1,2015,"12015",2923,14542.069632925415,16937.390878754024,16241.93103448285,14066.890100111403,15530.674304783033,17728.009232480628,null,18349.928253615089,18086.86740823145,18654.630033370402,19082.45628476073,17466.257953281423,17535.122469410428,null,0,0,0,16469.716462736502,18228.929032258176,null,null,null,null,null,null,null,null,null,null,null,null,null,null,null,null,null,null,null,null,null,null,null,null,null,"2015-01-01",1,2015,"12015",2923,3177.8733026113528,2394.8614976958493,2165.6920199692745,1546.6236482334684,2054.8383486943185,1913.4285714285843,1521.5978648233513,1221.7843010752713,815.97575268816831,1539.9032258064374,1908.4328648233379,2279.7061059907633,0,0,0,798.11562211981584,967.98512288786878]
[null,null,null,"2015-01-04",1,2015,"12015",2926,14572.34060066735,16970.48765294757,16271.93103448285,14092.670745272691,15561.042046718519,17761.357619577408,null,18383.19922135703,18120.535150166932,18687.823581757504,19116.907897663958,17499.886985539491,17571.045050055589,null,0,0,0,16499.300333704243,18263.516129032374,null,null,null,null,null,null,null,null,null,null,null,null,null,null,null,null,null,null,null,null,null,null,null,null,null,"2015-01-04",1,2015,"12015",2926,3177.8733026113528,2394.8614976958493,2165.6920199692745,1546.6236482334684,2054.8383486943185,1913.4285714285843,1521.5978648233513,1221.7843010752713,815.97575268816831,1539.9032258064374,1908.4328648233379,2279.7061059907633,0,0,0,798.11562211981584,967.98512288786878]
[null,null,null,"2015-01-13",1,2015,"12015",2935,14663.153503893156,17069.777975528206,16361.93103448285,14170.012680756558,15652.145272524978,17861.402780867746,null,18483.012124582852,18221.538375973378,18787.40422691881,19220.262736373639,17600.774082313696,17678.812791991073,null,0,0,0,16588.051946607466,18367.277419354967,null,null,null,null,null,null,null,null,null,null,null,null,null,null,null,null,null,null,null,null,null,null,null,null,null,"2015-01-13",1,2015,"12015",2935,3177.8733026113528,2394.8614976958493,2165.6920199692745,1546.6236482334684,2054.8383486943185,1913.4285714285843,1521.5978648233513,1221.7843010752713,815.97575268816831,1539.9032258064374,1908.4328648233379,2279.7061059907633,0,0,0,798.11562211981584,967.98512288786878]
[null,null,null,"2015-01-22",1,2015,"12015",2944,14753.966407118962,17169.068298108843,16451.931034482848,14247.354616240424,15743.248498331437,17961.447942158084,null,18582.825027808674,18322.541601779823,18886.984872080116,19323.617575083321,17701.6611790879,17786.580533926557,null,0,0,0,16676.803559510689,18471.038709677559,null,null,null,null,null,null,null,null,null,null,null,null,null,null,null,null,null,null,null,null,null,null,null,null,null,"2015-01-22",1,2015,"12015",2944,3177.8733026113528,2394.8614976958493,2165.6920199692745,1546.6236482334684,2054.8383486943185,1913.4285714285843,1521.5978648233513,1221.7843010752713,815.97575268816831,1539.9032258064374,1908.4328648233379,2279.7061059907633,0,0,0,798.11562211981584,967.98512288786878]
[null,null,null,"2015-01-30",1,2015,"12015",2952,14834.688987764122,17257.326362624965,16531.931034482848,14316.103003337194,15824.229143492734,18050.376974416162,null,18671.54760845385,18412.322246941108,18975.501001112389,19415.48854282526,17791.338598442748,17882.374082313654,null,0,0,0,16755.693882091331,18563.270967742086,null,null,null,null,null,null,null,null,null,null,null,null,null,null,null,null,null,null,null,null,null,null,null,null,null,"2015-01-30",1,2015,"12015",2952,3177.8733026113528,2394.8614976958493,2165.6920199692745,1546.6236482334684,2054.8383486943185,1913.4285714285843,1521.5978648233513,1221.7843010752713,815.97575268816831,1539.9032258064374,1908.4328648233379,2279.7061059907633,0,0,0,798.11562211981584,967.98512288786878]
[null,null,null,"2015-02-08",2,2015,"22015",2961,14926.765517241312,17356.910344827422,16630.924137931121,14400.365517241527,15919.013793103406,18150.210344827738,null,18769.727586206896,18511.489655172478,19070.068965517272,19515.358620689542,17891.596551724168,17985.051724137902,null,0,0,0,16849.582758620822,18661.889655172552,null,null,null,null,null,null,null,null,null,null,null,null,null,null,null,null,null,null,null,null,null,null,null,null,null,"2015-02-08",2,2015,"22015",2961,3177.8733026113528,2394.8614976958493,2165.6920199692745,1546.6236482334684,2054.8383486943185,1913.4285714285843,1521.5978648233513,1221.7843010752713,815.97575268816831,1539.9032258064374,1908.4328648233379,2279.7061059907633,0,0,0,798.11562211981584,967.98512288786878]
[null,null,null,"2015-02-17",2,2015,"22015",2970,15018.999999999925,17456.531034482607,16731.041379310427,14485.49310344842,16014.258620689605,18250.017241379468,null,18867.703448275846,18610.427586206963,19164.010344827602,19614.793103448148,17991.775862068989,18087.093103448246,null,0,0,0,16944.113793103596,18759.865517241502,null,null,null,null,null,null,null,null,null,null,null,null,null,null,null,null,null,null,null,null,null,null,null,null,null,"2015-02-17",2,2015,"22015",2970,3177.8733026113528,2394.8614976958493,2165.6920199692745,1546.6236482334684,2054.8383486943185,1913.4285714285843,1521.5978648233513,1221.7843010752713,815.97575268816831,1539.9032258064374,1908.4328648233379,2279.7061059907633,0,0,0,798.11562211981584,967.98512288786878]
[null,null,null,"2015-02-26",2,2015,"22015",2979,15111.234482758538,17556.151724137791,16831.158620689734,14570.620689655312,16109.503448275804,18349.824137931198,null,18965.679310344796,18709.365517241447,19257.951724137933,19714.227586206754,18091.955172413811,18189.134482758589,null,0,0,0,17038.64482758637,18857.841379310452,null,null,null,null,null,null,null,null,null,null,null,null,null,null,null,null,null,null,null,null,null,null,null,null,null,"2015-02-26",2,2015,"22015",2979,3177.8733026113528,2394.8614976958493,2165.6920199692745,1546.6236482334684,2054.8383486943185,1913.4285714285843,1521.5978648233513,1221.7843010752713,815.97575268816831,1539.9032258064374,1908.4328648233379,2279.7061059907633,0,0,0,798.11562211981584,967.98512288786878]
[null,null,null,"2015-02-27",2,2015,"22015",2980,15121.482758620607,17567.220689655034,16842.282758620768,14580.079310344967,16120.086206896493,18360.913793103613,null,18976.565517241346,18720.358620689723,19268.389655172414,19725.275862068822,18103.086206896569,18200.472413793072,null,0,0,0,17049.148275862233,18868.727586207002,null,null,null,null,null,null,null,null,null,null,null,null,null,null,null,null,null,null,null,null,null,null,null,null,null,"2015-02-27",2,2015,"22015",2980,3177.8733026113528,2394.8614976958493,2165.6920199692745,1546.6236482334684,2054.8383486943185,1913.4285714285843,1521.5978648233513,1221.7843010752713,815.97575268816831,1539.9032258064374,1908.4328648233379,2279.7061059907633,0,0,0,798.11562211981584,967.98512288786878]
[null,null,null,"2015-03-09",3,2015,"32015",2990,15200.711679643968,17657.402558398073,16931.474638487292,14658.837931034628,16205.252836484917,18453.351835372818,null,19072.051724137909,18816.096885428331,19363.514682981073,19822.056395995405,18196.08820912127,18291.794215795293,null,0,0,0,17142.364627363906,18964.504115684202,null,null,null,null,null,null,null,null,null,null,null,null,null,null,null,null,null,null,null,null,null,null,null,null,null,"2015-03-09",3,2015,"32015",2990,3177.9023348694172,2394.8614976958493,2165.6920199692745,1546.6236482334684,2054.8383486943185,1913.4285714285843,1521.5978648233513,1221.7843010752713,815.97575268816831,1539.9032258064374,1908.4328648233379,2279.7641705068922,0,0,0,798.11562211981584,967.98512288786878]
[null,null,null,"2015-03-16",3,2015,"32015",2997,15254.363292547196,17718.934816462581,16992.193993326007,14712.737931034633,16263.262513904267,18516.622803114766,null,19137.85172413792,18882.009788654144,19429.382424916545,19888.737041156695,18259.765628476114,18354.003893214645,null,0,0,0,17206.696885428424,19030.529922135818,null,null,null,null,null,null,null,null,null,null,null,null,null,null,null,null,null,null,null,null,null,null,null,null,null,"2015-03-16",3,2015,"32015",2997,3177.9249155145785,2394.8614976958493,2165.6920199692745,1546.6236482334684,2054.8383486943185,1913.4285714285843,1521.5978648233513,1221.7843010752713,815.97575268816831,1539.9032258064374,1908.4328648233379,2279.8093317972148,0,0,0,798.11562211981584,967.98512288786878]
[null,null,null,"2015-03-25",3,2015,"32015",3006,15323.343937708489,17798.047719688377,17070.261735261498,14782.03793103464,16337.846384872002,18597.971190211556,null,19222.451724137933,18966.754949944476,19514.069521690722,19974.469299221211,18341.636596218057,18433.987764182384,null,0,0,0,17289.409788654233,19115.420244716468,null,null,null,null,null,null,null,null,null,null,null,null,null,null,null,null,null,null,null,null,null,null,null,null,null,"2015-03-25",3,2015,"32015",3006,3177.953947772643,2394.8614976958493,2165.6920199692745,1546.6236482334684,2054.8383486943185,1913.4285714285843,1521.5978648233513,1221.7843010752713,815.97575268816831,1539.9032258064374,1908.4328648233379,2279.8673963133438,0,0,0,798.11562211981584,967.98512288786878]
[null,null,null,"2015-04-03",4,2015,"42015",3015,15383.981034482684,17869.389655172243,17140.676896551824,14842.927931034646,16403.768965517163,18671.203448276079,null,19298.461724137942,19046.031724138033,19593.637586206845,20053.86413793089,18415.047241379358,18507.050344827549,null,0,0,0,17363.951724138107,19193.93379310357,null,null,null,null,null,null,null,null,null,null,null,null,null,null,null,null,null,null,null,null,null,null,null,null,null,"2015-04-03",4,2015,"42015",3015,3179.3933026113527,2395.8214976958498,2166.7220199692742,1547.1136482334687,2055.7283486943184,1914.0985714285844,1522.2578648233514,1222.124301075271,816.1057526881682,1540.4132258064376,1908.9128648233382,2280.5561059907632,0,0,0,798.32562211981599,968.30512288786883]
[null,null,null,"2015-04-10",4,2015,"42015",3022,15418.164367816016,17912.789655172248,17183.540229885155,14877.204597701319,16441.568965517174,18715.536781609404,null,19344.21839080461,19099.185057471372,19647.560919540188,20105.757471264227,18458.983908046037,18553.110344827561,null,0,0,0,17409.218390804777,19245.080459770241,null,null,null,null,null,null,null,null,null,null,null,null,null,null,null,null,null,null,null,null,null,null,null,null,null,"2015-04-10",4,2015,"42015",3022,3182.7066359446862,2398.0614976958509,2169.125353302607,1548.2569815668026,2057.8050153609847,1915.6619047619179,1523.7978648233516,1222.9176344086036,816.40908602150125,1541.6032258064381,1910.0328648233387,2282.0727726574301,0,0,0,798.81562211981634,969.05178955453562]
[null,null,null,"2015-04-20",4,2015,"42015",3032,15466.997701149348,17974.789655172255,17244.773563218485,14926.171264367993,16495.568965517188,18778.870114942725,null,19409.585057471279,19175.118390804713,19724.594252873536,20179.890804597566,18521.750574712722,18618.910344827578,null,0,0,0,17473.885057471449,19318.147126436914,null,null,null,null,null,null,null,null,null,null,null,null,null,null,null,null,null,null,null,null,null,null,null,null,null,"2015-04-20",4,2015,"42015",3032,3187.4399692780198,2401.2614976958525,2172.5586866359395,1549.8903149001367,2060.771682027651,1917.8952380952514,1525.9978648233518,1224.0509677419359,816.84241935483419,1543.3032258064388,1911.6328648233396,2284.239439324097,0,0,0,799.51562211981684,970.11845622120245]
[null,null,null,"2015-04-29",4,2015,"42015",3041,15510.947701149347,18030.589655172262,17299.883563218482,14970.241264368,16544.168965517201,18835.870114942714,null,19468.41505747128,19243.458390804721,19793.924252873549,20246.610804597571,18578.240574712738,18678.130344827594,null,0,0,0,17532.085057471453,19383.907126436919,null,null,null,null,null,null,null,null,null,null,null,null,null,null,null,null,null,null,null,null,null,null,null,null,null,"2015-04-29",4,2015,"42015",3041,3191.69996927802,2404.141497695854,2175.6486866359387,1551.3603149001374,2063.4416820276506,1919.9052380952517,1527.9778648233521,1225.070967741935,817.23241935483384,1544.8332258064395,1913.0728648233403,2286.1894393240973,0,0,0,800.14562211981729,971.0784562212026]
[null,null,null,"2015-04-30",4,2015,"42015",3042,15515.83103448268,18036.789655172262,17306.006896551815,14975.137931034667,16549.568965517203,18842.203448276046,null,19474.951724137947,19251.051724138055,19801.627586206883,20254.024137930905,18584.517241379406,18684.710344827596,null,0,0,0,17538.55172413812,19391.213793103587,null,null,null,null,null,null,null,null,null,null,null,null,null,null,null,null,null,null,null,null,null,null,null,null,null,"2015-04-30",4,2015,"42015",3042,3192.1733026113534,2404.4614976958542,2175.992019969272,1551.5236482334708,2063.7383486943172,1920.128571428585,1528.1978648233521,1225.1843010752682,817.27575268816713,1545.0032258064396,1913.2328648233404,2286.406105990764,0,0,0,800.21562211981734,971.18512288786928]
[null,null,null,"2015-05-09",5,2015,"52015",3051,15542.337486095588,18072.905784204537,17340.961735261477,15009.628253615314,16583.797997775273,18884.561512792174,null,19517.280756395998,19300.029143492902,19852.695328142374,20301.143492769625,18626.033370411667,18724.949054505003,null,0,0,0,17585.583982202643,19442.513793103593,null,null,null,null,null,null,null,null,null,null,null,null,null,null,null,null,null,null,null,null,null,null,null,null,null,"2015-05-09",5,2015,"52015",3051,3197.660399385546,2408.2647235023064,2178.837181259596,1552.8591321044394,2065.7706067588315,1921.7543778801985,1529.5333486943207,1225.5907526881711,818.03059139784489,1546.629032258053,1915.1489938555987,2289.3964285714105,0,0,0,800.27368663594632,971.4173809523852]
[null,null,null,"2015-05-17",5,2015,"52015",3059,15565.898776418173,18105.009010011003,17372.032703003399,15040.286318131444,16614.223804226891,18922.213125695398,null,19554.906562847598,19343.564627363878,19898.088876529477,20343.027363737376,18662.936596218122,18760.716796440476,null,0,0,0,17627.390433815552,19488.113793103599,null,null,null,null,null,null,null,null,null,null,null,null,null,null,null,null,null,null,null,null,null,null,null,null,null,"2015-05-17",5,2015,"52015",3059,3202.537818740384,2411.6453686635973,2181.3662135176619,1554.0462288786337,2067.5770583717331,1923.1995391705216,1530.720445468515,1225.9520430107514,818.70155913978067,1548.0741935483761,1916.8522196620506,2292.0544930875408,0,0,0,800.32529953917208,971.62383256528824]
[null,null,null,"2015-05-26",5,2015,"52015",3068,15592.405228031081,18141.125139043277,17406.987541713061,15074.776640712091,16648.452836484961,18964.571190211525,null,19597.235595105649,19392.542046718725,19949.156618464967,20390.146718576096,18704.452725250383,18800.955506117883,null,0,0,0,17674.422691880074,19539.413793103606,null,null,null,null,null,null,null,null,null,null,null,null,null,null,null,null,null,null,null,null,null,null,null,null,null,"2015-05-26",5,2015,"52015",3068,3208.0249155145766,2415.4485944700496,2184.211374807986,1555.3817127496022,2069.6093164362474,1924.825345622135,1532.0559293394836,1226.3584946236542,819.45639784945843,1549.6999999999896,1918.768348694309,2295.0448156681873,0,0,0,800.38336405530106,971.85609062980416]
[null,null,null,"2015-06-04",6,2015,"62015",3077,15612.171034482697,18170.109655172317,17434.5002298851,15101.12459770134,16674.362298850549,18998.250114942708,null,19632.311724137897,19430.965057471418,19991.607586206908,20429.417471264278,18737.063908046079,18833.310344827554,null,0,0,0,17711.458390804804,19580.353793103612,null,null,null,null,null,null,null,null,null,null,null,null,null,null,null,null,null,null,null,null,null,null,null,null,null,"2015-06-04",6,2015,"62015",3077,3221.3799692780176,2424.2281643625224,2192.0453533026111,1560.5236482334733,2076.3650153609778,1931.3685714285873,1537.6911981566884,1229.7976344086001,821.60908602150141,1554.7632258064414,1924.8861981566747,2302.7994393241029,0,0,0,803.13562211981696,974.62512288786843]
[null,null,null,"2015-06-10",6,2015,"62015",3083,15619.731034482698,18183.489655172314,17446.640229885106,15111.904597701343,16684.702298850538,19013.470114942709,null,19649.651724137893,19447.785057471418,20012.727586206911,20449.057471264285,18751.383908046071,18848.310344827554,null,0,0,0,17727.818390804798,19599.013793103615,null,null,null,null,null,null,null,null,null,null,null,null,null,null,null,null,null,null,null,null,null,null,null,null,null,"2015-06-10",6,2015,"62015",3083,3236.8399692780185,2434.2281643625215,2201.4253533026122,1567.1236482334727,2084.8050153609784,1939.8285714285878,1545.0311981566886,1234.6176344085998,824.20908602150109,1561.0032258064412,1932.4661981566746,2311.9394393241041,0,0,0,807.21562211981666,978.58512288786824]
[null,null,null,"2015-06-21",6,2015,"62015",3094,15633.591034482701,18208.019655172309,17468.896896551785,15131.667931034681,16703.658965517185,19041.373448276045,null,19681.441724137887,19478.621724138084,20051.447586206916,20485.064137930964,18777.637241379391,18875.810344827554,null,0,0,0,17757.811724138119,19633.223793103622,null,null,null,null,null,null,null,null,null,null,null,null,null,null,null,null,null,null,null,null,null,null,null,null,null,"2015-06-21",6,2015,"62015",3094,3265.1833026113536,2452.5614976958532,2218.6220199692807,1579.2236482334717,2100.2783486943126,1955.3385714285887,1558.4878648233555,1243.4543010752659,828.97575268816718,1572.4432258064408,1946.3628648233412,2328.696105990773,0,0,0,814.69562211981611,985.84512288786789]
[null,null,null,"2015-06-30",6,2015,"62015",3103,15644.931034482703,18228.089655172305,17487.106896551795,15147.837931034685,16719.168965517169,19064.203448276046,null,19707.451724137882,19503.851724138083,20083.12758620692,20514.524137930974,18799.117241379379,18898.310344827554,null,0,0,0,17782.351724138109,19661.213793103627,null,null,null,null,null,null,null,null,null,null,null,null,null,null,null,null,null,null,null,null,null,null,null,null,null,"2015-06-30",6,2015,"62015",3103,3288.373302611355,2467.5614976958518,2232.6920199692822,1589.1236482334709,2112.9383486943134,1968.0285714285894,1569.4978648233557,1250.6843010752655,832.8757526881667,1581.8032258064404,1957.7328648233411,2342.4061059907749,0,0,0,820.81562211981566,991.7851228878676]
[null,null,null,"2015-07-01",7,2015,"72015",3104,15645.46329254722,18229.276751946498,17488.245606229215,15148.62825361533,16720.030255839749,19065.513125695401,null,19709.058175750786,19505.493659621956,20085.317908787565,20516.466073414846,18800.246273637444,18899.445828698521,null,0,0,0,17783.809788654238,19663.339599555238,null,null,null,null,null,null,null,null,null,null,null,null,null,null,null,null,null,null,null,null,null,null,null,null,null,"2015-07-01",7,2015,"72015",3104,3292.1603993855488,2470.2679493087549,2235.0952457757339,1590.8623579108903,2115.0351228878617,1970.1543778802024,1571.1591551459364,1251.7778494623622,833.72091397848931,1583.3612903225694,1959.9780261136636,2345.173847926259,0,0,0,821.70917050691241,992.55931643625468]
[null,null,null,"2015-07-09",7,2015,"72015",3112,15649.721357063356,18238.773526140038,17497.355283648572,15154.950834260497,16726.920578420391,19075.990545050237,null,19721.909788654022,19518.629143492937,20102.840489432729,20532.001557285821,18809.278531701959,18908.529699666255,null,0,0,0,17795.474304783274,19680.34605116813,null,null,null,null,null,null,null,null,null,null,null,null,null,null,null,null,null,null,null,null,null,null,null,null,null,"2015-07-09",7,2015,"72015",3112,3322.4571735790987,2491.9195622119792,2254.3210522273475,1604.7720353302452,2131.8093164362481,1987.1608294931066,1584.4494777265822,1260.5262365591357,840.48220430107017,1595.8258064516012,1977.9393164362443,2367.3157834101316,0,0,0,828.85755760368647,998.75286482335127]
[null,null,null,"2015-07-18",7,2015,"72015",3121,15654.511679644009,18249.45739710777,17507.60367074535,15162.063737486309,16734.672191323614,19087.777641824428,null,19736.367853170163,19533.406562847791,20122.553392658538,20549.478976640668,18819.439822024538,18918.749054504955,null,0,0,0,17808.59688542844,19699.478309232632,null,null,null,null,null,null,null,null,null,null,null,null,null,null,null,null,null,null,null,null,null,null,null,null,null,"2015-07-18",7,2015,"72015",3121,3356.5410445468424,2516.2776267281065,2275.9500844854128,1620.4204224270195,2150.6802841781828,2006.2930875576237,1599.4010906298088,1270.3681720430059,848.08865591397364,1609.8483870967621,1998.1457680491476,2392.2254608294884,0,0,0,836.89949308755729,1005.7206067588349]
[null,null,null,"2015-07-27",7,2015,"72015",3130,15659.302002224662,18260.141268075502,17517.852057842127,15169.176640712121,16742.423804226837,19099.564738598619,null,19750.825917686303,19548.183982202645,20142.266295884347,20566.956395995516,18829.601112347118,18928.968409343655,null,0,0,0,17821.719466073606,19718.610567297135,null,null,null,null,null,null,null,null,null,null,null,null,null,null,null,null,null,null,null,null,null,null,null,null,null,"2015-07-27",7,2015,"72015",3130,3390.6249155145861,2540.6356912442338,2297.5791167434782,1636.0688095237938,2169.5512519201175,2025.4253456221409,1614.3527035330353,1280.2101075268761,855.69510752687711,1623.8709677419229,2018.3522196620509,2417.1351382488451,0,0,0,844.9414285714281,1012.6883486943186]
[null,null,null,"2015-08-05",8,2015,"82015",3139,15663.705228031113,18270.405784204529,17528.535928809873,15176.757285873415,16750.094771968772,19111.077641824417,null,19764.267853170175,19561.590433815549,20158.930812013386,20582.546718576174,18838.439822024542,18938.268409343658,null,0,0,0,17835.067853170389,19735.742825361649,null,null,null,null,null,null,null,null,null,null,null,null,null,null,null,null,null,null,null,null,null,null,null,null,null,"2015-08-05",8,2015,"82015",3139,3421.1926574500703,2563.3485944700401,2316.6758909370274,1650.2817127496005,2187.067380952376,2044.3479262673022,1630.1752841781965,1290.9875268817143,864.41446236558716,1638.6354838709551,2039.0909293394698,2441.3996543778776,0,0,0,851.7898156682021,1019.6722196620603]
[null,null,null,"2015-08-10",8,2015,"82015",3144,15665.979421579495,18275.921913236787,17534.664961067941,15181.176640712125,16754.320578420386,19117.351835372796,null,19771.283982202429,19568.429143492962,20166.834037819845,20590.369299221344,18842.762402669709,18943.026473859794,null,0,0,0,17842.583982202654,19744.371857619717,null,null,null,null,null,null,null,null,null,null,null,null,null,null,null,null,null,null,null,null,null,null,null,null,null,"2015-08-10",8,2015,"82015",3144,3436.6120122887796,2575.2356912442342,2326.1597619047698,1657.5397772657298,2196.1964132104413,2054.7672811060115,1639.3527035330349,1297.3907526881658,869.75317204300677,1647.1677419354714,2050.8489938555986,2454.5932027649737,0,0,0,855.06400921658906,1023.5593164362538]
[null,null,null,"2015-08-22",8,2015,"82015",3156,15671.437486095614,18289.160622914205,17549.374638487305,15191.783092325029,16764.462513904258,19132.409899888906,null,19788.122691879838,19584.842046718753,20185.801779755344,20609.143492769752,18853.136596218108,18954.445828698521,null,0,0,0,17860.622691880089,19765.08153503908,null,null,null,null,null,null,null,null,null,null,null,null,null,null,null,null,null,null,null,null,null,null,null,null,null,"2015-08-22",8,2015,"82015",3156,3473.6184639016819,2603.7647235023001,2348.9210522273515,1674.95913210444,2218.106090629798,2079.7737327189138,1661.3785099846468,1312.7584946236493,882.56607526881385,1667.6451612903106,2079.0683486943099,2486.2577188940045,0,0,0,862.92207373271776,1032.888348694318]
[null,null,null,"2015-08-31",8,2015,"82015",3165,15675.531034482703,18299.089655172269,17560.406896551827,15199.737931034708,16772.068965517163,19143.703448275988,null,19800.751724137896,19597.151724138097,20200.027586206968,20623.224137931058,18860.917241379408,18963.010344827566,null,0,0,0,17874.151724138166,19780.613793103603,null,null,null,null,null,null,null,null,null,null,null,null,null,null,null,null,null,null,null,null,null,null,null,null,null,"2015-08-31",8,2015,"82015",3165,3501.3733026113587,2625.1614976958494,2365.9920199692879,1688.0236482334726,2234.5383486943156,2098.5285714285906,1677.8978648233558,1324.284301075262,892.17575268816915,1683.00322580644,2100.2328648233433,2510.0061059907775,0,0,0,868.81562211981429,1039.8851228878661]
[null,null,null,"2015-09-01",9,2015,"92015",3166,15677.547701149369,18302.39965517227,17563.480229885161,15201.734597701374,16774.702298850498,19146.940114942656,null,19804.325057471229,19600.471724138097,20203.464252873637,20627.220804597724,18863.813908046075,18966.027011494232,null,0,0,0,17876.828390804832,19783.607126436935,null,null,null,null,null,null,null,null,null,null,null,null,null,null,null,null,null,null,null,null,null,null,null,null,null,"2015-09-01",9,2015,"92015",3166,3502.2899692780252,2625.8248310291829,2366.8286866359545,1688.6803149001394,2235.1650153609821,2099.0452380952574,1678.4711981566891,1324.7476344085953,892.27241935483585,1683.4098924731068,2100.71953149001,2510.6194393241108,0,0,0,869.10562211981426,1040.0951228878662]
[null,null,null,"2015-09-15",9,2015,"92015",3180,15705.781034482699,18348.739655172289,17606.506896551833,15229.687931034698,16811.568965517188,19192.253448276002,null,19854.351724137901,19646.951724138093,20251.577586206993,20683.174137931048,18904.367241379419,19008.260344827562,null,0,0,0,17914.30172413816,19825.513793103582,null,null,null,null,null,null,null,null,null,null,null,null,null,null,null,null,null,null,null,null,null,null,null,null,null,"2015-09-15",9,2015,"92015",3180,3515.1233026113564,2635.1114976958506,2378.5420199692867,1697.8736482334739,2243.9383486943138,2106.2785714285938,1686.4978648233548,1331.2343010752625,893.62575268816954,1689.1032258064413,2107.5328648233435,2519.206105990776,0,0,0,873.16562211981375,1043.0351228878667]
[null,null,null,"2015-09-18",9,2015,"92015",3183,15711.831034482699,18358.669655172293,17615.726896551834,15235.677931034696,16819.468965517193,19201.963448276005,null,19865.071724137902,19656.911724138092,20261.887586206998,20695.164137931046,18913.057241379422,19017.310344827561,null,0,0,0,17922.331724138159,19834.493793103578,null,null,null,null,null,null,null,null,null,null,null,null,null,null,null,null,null,null,null,null,null,null,null,null,null,"2015-09-18",9,2015,"92015",3183,3517.8733026113559,2637.1014976958509,2381.0520199692864,1699.8436482334741,2245.8183486943135,2107.8285714285944,1688.2178648233546,1332.6243010752626,893.91575268816962,1690.3232258064415,2108.9928648233436,2521.0461059907757,0,0,0,874.03562211981364,1043.6651228878668]
[null,null,null,"2015-09-27",9,2015,"92015",3192,15729.981034482696,18388.459655172304,17643.386896551838,15253.647931034689,16843.168965517209,19231.093448276013,null,19897.231724137906,19686.791724138089,20292.817586207013,20731.13413793104,18939.127241379429,19044.460344827559,null,0,0,0,17946.421724138156,19861.433793103566,null,null,null,null,null,null,null,null,null,null,null,null,null,null,null,null,null,null,null,null,null,null,null,null,null,"2015-09-27",9,2015,"92015",3192,3526.1233026113546,2643.0714976958516,2388.5820199692857,1705.7536482334749,2251.4583486943125,2112.4785714285963,1693.377864823354,1336.7943010752629,894.78575268816985,1693.9832258064423,2113.3728648233437,2526.5661059907748,0,0,0,876.64562211981331,1045.5551228878671]
[null,null,null,"2015-10-06",10,2015,"102015",3201,15755.482647385923,18424.673526140054,17678.793993326039,15278.799221357267,16875.204449388173,19269.274416017961,null,19937.66140155727,19728.861401557439,20334.269521690891,20776.956395995556,18974.89466073428,19081.420022246904,null,0,0,0,17979.651724138159,19900.529922135825,null,null,null,null,null,null,null,null,null,null,null,null,null,null,null,null,null,null,null,null,null,null,null,null,null,"2015-10-06",10,2015,"102015",3201,3530.5765284178069,2646.3776267281087,2392.1952457757361,1708.9236482334754,2254.4222196620531,2114.8414746544026,1696.4333486943217,1338.9004301075204,895.54026881720245,1695.861290322571,2115.3941551459238,2529.1609447004512,0,0,0,877.84465437787742,1046.4367357910928]
[null,null,null,"2015-10-14",10,2015,"102015",3209,15781.418131256893,18459.718687430381,17713.710122358305,15304.34760845404,16907.385094549452,19307.235706340554,null,19977.274304783088,19771.674304783239,20375.792102336054,20822.066073414913,19010.997886540747,19118.632925472699,null,0,0,0,18013.251724138165,19940.68476084551,null,null,null,null,null,null,null,null,null,null,null,null,null,null,null,null,null,null,null,null,null,null,null,null,null,"2015-10-14",10,2015,"102015",3209,3532.847496159744,2648.1324654377845,2393.6662135176703,1710.5236482334758,2255.8673809523743,2115.9253456221436,1698.2139938556122,1339.8552688171969,896.15962365591247,1696.7387096774089,2116.1425422426973,2530.1673963133535,0,0,0,878.28336405529637,1046.7722196620603]
[null,null,null,"2015-10-23",10,2015,"102015",3218,15810.595550611733,18499.144493881999,17752.990767519605,15333.089543937909,16943.588320355891,19349.942157953472,null,20021.838820912133,19819.838820912264,20422.505005561863,20872.81446051169,19051.614015573021,19160.497441601718,null,0,0,0,18051.051724138171,19985.858954393905,null,null,null,null,null,null,null,null,null,null,null,null,null,null,null,null,null,null,null,null,null,null,null,null,null,"2015-10-23",10,2015,"102015",3218,3535.4023348694232,2650.1066589861698,2395.3210522273462,1712.3236482334762,2257.4931874039858,2117.1447004608522,1700.2172196620641,1340.929462365583,896.85639784946125,1697.7258064516016,2116.9844777265675,2531.2996543778686,0,0,0,878.7769124423927,1047.1496390168986]
[null,null,null,"2015-11-01",11,2015,"112015",3227,15841.411034482702,18539.659655172327,17792.790229885206,15362.834597701349,16981.022298850505,19394.026781609398,null,20067.708390804619,19869.215057471396,20471.464252873695,20924.967471264383,19094.16057471282,19204.213678160846,null,0,0,0,18090.058390804843,20033.050459770257,null,null,null,null,null,null,null,null,null,null,null,null,null,null,null,null,null,null,null,null,null,null,null,null,null,"2015-11-01",11,2015,"112015",3227,3537.7433026113604,2651.8781643625125,2396.8253533026136,1713.9503149001432,2258.9750153609739,2118.2785714285933,1702.0378648233545,1341.9009677419263,897.52241935483789,1698.6465591397728,2117.7828648233412,2532.3594393241042,0,0,0,879.26562211981161,1047.4884562211994]
[null,null,null,"2015-11-02",11,2015,"112015",3228,15846.291034482701,18545.129655172328,17797.673563218541,15367.031264368015,16986.275632183839,19400.150114942731,null,20073.965057471287,19875.778390804728,20478.900919540363,20932.010804597718,19100.603908046152,19210.71701149418,null,0,0,0,18095.465057471509,20040.087126436923,null,null,null,null,null,null,null,null,null,null,null,null,null,null,null,null,null,null,null,null,null,null,null,null,null,"2015-11-02",11,2015,"112015",3228,3537.8133026113605,2651.8948310291794,2396.8586866359469,1713.9769815668099,2259.0116820276407,2118.3285714285935,1702.0778648233545,1341.9176344085929,897.56908602150452,1698.6898924731061,2117.8328648233414,2532.4127726574375,0,0,0,879.31562211981156,1047.4917895545327]
[null,null,null,"2015-11-15",11,2015,"112015",3241,15909.731034482691,18616.239655172343,17861.156896551896,15421.587931034683,17054.568965517181,19479.75344827606,null,20155.301724137971,19961.10172413804,20575.577586207051,21023.574137931071,19184.367241379477,19295.260344827522,null,0,0,0,18165.751724138165,20131.563793103593,null,null,null,null,null,null,null,null,null,null,null,null,null,null,null,null,null,null,null,null,null,null,null,null,null,"2015-11-15",11,2015,"112015",3241,3538.7233026113627,2652.1114976958488,2397.2920199692799,1714.3236482334762,2259.4883486943099,2118.9785714285958,1702.597864823354,1342.1343010752594,898.17575268817063,1699.2532258064389,2118.4828648233438,2533.1061059907702,0,0,0,879.96562211981097,1047.535122887866]
[null,null,null,"2015-11-19",11,2015,"112015",3245,15929.251034482688,18638.119655172348,17880.690229885236,15438.37459770135,17075.582298850517,19504.246781609392,null,20180.328390804643,19987.355057471366,20605.324252873725,21051.747471264411,19210.140574712808,19321.273678160858,null,0,0,0,18187.378390804828,20159.71045977026,null,null,null,null,null,null,null,null,null,null,null,null,null,null,null,null,null,null,null,null,null,null,null,null,null,"2015-11-19",11,2015,"112015",3245,3539.0033026113633,2652.1781643625163,2397.4253533026131,1714.4303149001428,2259.6350153609774,2119.1785714285966,1702.7578648233539,1342.200967741926,898.36241935483713,1699.4265591397721,2118.6828648233445,2533.3194393241033,0,0,0,880.16562211981079,1047.5484562211993]
[null,null,null,"2015-11-28",11,2015,"112015",3254,15973.171034482681,18687.349655172358,17924.640229885252,15476.14459770135,17122.862298850523,19559.356781609389,null,20236.638390804656,20046.425057471351,20672.254252873739,21115.137471264425,19268.130574712803,19379.803678160864,null,0,0,0,18236.038390804821,20223.040459770262,null,null,null,null,null,null,null,null,null,null,null,null,null,null,null,null,null,null,null,null,null,null,null,null,null,"2015-11-28",11,2015,"112015",3254,3539.6333026113648,2652.3281643625182,2397.7253533026128,1714.6703149001426,2259.9650153609791,2119.6285714285982,1703.1178648233536,1342.3509677419258,898.78241935483675,1699.8165591397717,2119.1328648233462,2533.7994393241029,0,0,0,880.61562211981038,1047.5784562211993]
[null,null,null,"2015-12-07",{"$f":"MONTH(D3382)","v":12},{"$f":"YEAR(D3382)","v":2015},{"$f":"E3382&F3382","v":"122015"},3263,16012.692324805264,18733.650945494941,17963.287541713202,15511.657285873391,17166.088320355906,19611.480867630889,null,20292.777530589603,20108.100111234777,20739.627586207076,21179.420912124639,19325.072080089147,19433.365183537211,null,0,0,0,18287.045272525251,20292.910567297135,null,null,null,null,null,null,null,null,null,null,null,null,null,null,null,null,null,null,null,null,null,null,null,null,null,"2015-12-07",12,2015,"122015",3263,3539.8410445468489,2652.361497695852,2397.7920199692794,1714.7236482334758,2260.0383486943128,2119.7285714285986,1703.1978648233535,1342.4068817204204,898.94349462365381,1699.9935483870834,2119.2328648233465,2533.9061059907694,0,0,0,880.71562211981029,1047.585122887866]
[null,null,null,"2015-12-14",12,2015,"122015",3270,16042.45361512785,18769.012235817521,17992.168186874482,15538.776640712098,17198.807675194621,19651.358286985724,null,20336.403337041214,20156.648498331539,20792.127586207076,21229.617686318183,19369.126918798825,19473.92002224689,null,0,0,0,18327.238820912349,20348.707341490674,null,null,null,null,null,null,null,null,null,null,null,null,null,null,null,null,null,null,null,null,null,null,null,null,null,"2015-12-14",12,2015,"122015",3270,3539.9087864823327,2652.361497695852,2397.7920199692794,1714.7236482334758,2260.0383486943128,2119.7285714285986,1703.1978648233535,1342.4294623655817,899.01123655913761,1700.0838709677284,2119.2328648233465,2533.9061059907694,0,0,0,880.71562211981029,1047.585122887866]
[null,null,null,"2015-12-24",12,2015,"122015",3280,16084.969744160115,18819.528364849779,18033.426251390596,15577.518576195966,17245.549610678499,19708.326028921201,null,20398.725917686374,20226.003337041198,20867.127586207076,21301.327363737531,19432.062402669795,19531.855506117859,null,0,0,0,18384.658175751061,20428.417018910015,null,null,null,null,null,null,null,null,null,null,null,null,null,null,null,null,null,null,null,null,null,null,null,null,null,"2015-12-24",12,2015,"122015",3280,3540.005560675881,2652.361497695852,2397.7920199692794,1714.7236482334758,2260.0383486943128,2119.7285714285986,1703.1978648233535,1342.4617204300978,899.10801075268591,1700.2129032257928,2119.2328648233465,2533.9061059907694,0,0,0,880.71562211981029,1047.585122887866]
[null,null,null,"2016-01-02",1,2016,"12016",3289,16133.240711902055,18875.61223581752,18081.23592880994,15620.037931034674,17296.68186874302,19768.184093437325,null,20461.964627363788,20294.519466073445,20940.479199110305,21372.51768631817,19497.110789766568,19593.261957730767,null,0,0,0,18441.077530589773,20504.187986651938,null,null,null,null,null,null,null,null,null,null,null,null,null,null,null,null,null,null,null,null,null,null,null,null,null,"2016-01-02",1,2016,"12016",3289,3540.0926574500745,2652.361497695852,2397.7920199692794,1714.7236482334758,2260.0383486943128,2119.7285714285986,1703.1978648233535,1342.4907526881623,899.19510752687938,1700.3290322580508,2119.2328648233465,2533.9061059907694,0,0,0,880.71562211981029,1047.585122887866]
[null,null,null,"2016-01-03",1,2016,"12016",3290,16142.495550611733,18885.9735261401,18090.700444938971,15627.737931034675,17305.888320355923,19778.17441601797,null,20471.77107897669,20304.503337041187,20950.905005561919,21383.014460511717,19507.607563960115,19603.687764182381,null,0,0,0,18449.19043381558,20514.175083426129,null,null,null,null,null,null,null,null,null,null,null,null,null,null,null,null,null,null,null,null,null,null,null,null,null,"2016-01-03",1,2016,"12016",3290,3540.1023348694293,2652.361497695852,2397.7920199692794,1714.7236482334758,2260.0383486943128,2119.7285714285986,1703.1978648233535,1342.4939784946139,899.20478494623421,1700.3419354838572,2119.2328648233465,2533.9061059907694,0,0,0,880.71562211981029,1047.585122887866]
[null,null,null,"2016-01-12",1,2016,"12016",3299,16225.789098998832,18979.225139043323,18175.881090100258,15697.037931034682,17388.746384872051,19868.087319243772,null,20560.029143492804,20394.358175750869,21044.737263626448,21477.48542825364,19602.078531702038,19697.52002224691,null,0,0,0,18522.206562847841,20604.058954393855,null,null,null,null,null,null,null,null,null,null,null,null,null,null,null,null,null,null,null,null,null,null,null,null,null,"2016-01-12",1,2016,"12016",3299,3540.1894316436228,2652.361497695852,2397.7920199692794,1714.7236482334758,2260.0383486943128,2119.7285714285986,1703.1978648233535,1342.5230107526784,899.29188172042768,1700.4580645161152,2119.2328648233465,2533.9061059907694,0,0,0,880.71562211981029,1047.585122887866]
[null,null,null,"2016-01-21",1,2016,"12016",3308,16309.082647385931,19072.476751946546,18261.061735261545,15766.337931034688,17471.604449388178,19958.000222469575,null,20648.287208008918,20484.213014460551,21138.569521690977,21571.956395995563,19696.549499443961,19791.352280311439,null,0,0,0,18595.222691880103,20693.942825361581,null,null,null,null,null,null,null,null,null,null,null,null,null,null,null,null,null,null,null,null,null,null,null,null,null,"2016-01-21",1,2016,"12016",3308,3540.2765284178163,2652.361497695852,2397.7920199692794,1714.7236482334758,2260.0383486943128,2119.7285714285986,1703.1978648233535,1342.5520430107429,899.37897849462115,1700.5741935483732,2119.2328648233465,2533.9061059907694,0,0,0,880.71562211981029,1047.585122887866]
[null,null,null,"2016-01-29",1,2016,"12016",3316,16383.121357063352,19155.367074527188,18336.777864293799,15827.937931034694,17545.256062291402,20037.922803114732,null,20726.738820912131,20564.08398220249,21221.975973303892,21655.930589543939,19780.523692992338,19874.758731924354,null,0,0,0,18660.125917686557,20773.839599555115,null,null,null,null,null,null,null,null,null,null,null,null,null,null,null,null,null,null,null,null,null,null,null,null,null,"2016-01-29",1,2016,"12016",3316,3540.3539477726549,2652.361497695852,2397.7920199692794,1714.7236482334758,2260.0383486943128,2119.7285714285986,1703.1978648233535,1342.5778494623557,899.45639784945979,1700.6774193548247,2119.2328648233465,2533.9061059907694,0,0,0,880.71562211981029,1047.585122887866]
[null,null,null,"2016-02-07",2,2016,"22016",3325,16469.706034482693,19250.18965517234,18420.431896551851,15906.587931034692,17635.393965517196,20133.553448276016,null,20823.60172413793,20666.326724137987,21323.277586207121,21759.37413793103,19877.96724137944,19973.185344827587,null,0,0,0,18747.501724138179,20875.21379310351,null,null,null,null,null,null,null,null,null,null,null,null,null,null,null,null,null,null,null,null,null,null,null,null,null,"2016-02-07",2,2016,"22016",3325,3540.3733026113646,2652.361497695852,2397.7920199692794,1714.7236482334758,2260.0383486943128,2119.7285714285986,1703.1978648233535,1342.6068817204202,899.47575268816945,1700.7032258064376,2119.2328648233465,2533.9061059907694,0,0,0,880.71562211981029,1047.585122887866]
[null,null,null,"2016-02-16",2,2016,"22016",3334,16557.23103448268,19345.461083743758,18503.649753694692,15987.909359606116,17727.611822660037,20230.817733990294,null,20922.923152709354,20772.108866995146,21426.713300492836,21865.38128078817,19976.260098522307,20072.924630541878,null,0,0,0,18838.980295566762,20979.870935960669,null,null,null,null,null,null,null,null,null,null,null,null,null,null,null,null,null,null,null,null,null,null,null,null,null,"2016-02-16",2,2016,"22016",3334,3540.3733026113646,2652.361497695852,2397.7920199692794,1714.7236482334758,2260.0383486943128,2119.7285714285986,1703.1978648233535,1342.6359139784847,899.47575268816945,1700.7032258064376,2119.2328648233465,2533.9061059907694,0,0,0,880.71562211981029,1047.585122887866]
[null,null,null,"2016-02-22",2,2016,"22016",3340,16615.581034482671,19408.975369458036,18559.128325123253,16042.123645320398,17789.090394088598,20295.660591133146,null,20989.137438423637,20842.630295566585,21495.67044334998,21936.052709359596,20041.788669950885,20139.417487684739,null,0,0,0,18899.966009852484,21049.642364532108,null,null,null,null,null,null,null,null,null,null,null,null,null,null,null,null,null,null,null,null,null,null,null,null,null,"2016-02-22",2,2016,"22016",3340,3540.3733026113646,2652.361497695852,2397.7920199692794,1714.7236482334758,2260.0383486943128,2119.7285714285986,1703.1978648233535,1342.6552688171944,899.47575268816945,1700.7032258064376,2119.2328648233465,2533.9061059907694,0,0,0,880.71562211981029,1047.585122887866]
[null,null,null,"2016-03-04",3,2016,"32016",3351,16717.733453837503,19520.443111393506,18661.13074447808,16138.263967901037,17898.479910217622,20410.446075004107,null,21104.555180359115,20962.2988439537,21614.301088511274,22057.173677101535,20157.412863499281,20255.947326394416,null,0,0,0,19008.703106626686,21166.655267757924,null,null,null,null,null,null,null,null,null,null,null,null,null,null,null,null,null,null,null,null,null,null,null,null,null,"2016-03-04",3,2016,"32016",3351,3540.3733026113646,2652.361497695852,2397.7920199692794,1714.7236482334758,2260.0383486943128,2119.7285714285986,1703.1978648233535,1342.6778494623557,899.47575268816945,1700.7032258064376,2119.2328648233465,2533.9061059907694,0,0,0,880.71562211981029,1047.585122887866]
[null,null,null,"2016-03-05",3,2016,"32016",3352,16726.252808676214,19529.785046877376,18670.450099316789,16146.486548546198,17907.896039249881,20420.229945971849,null,21114.097115842986,20971.647231050476,21623.846249801598,22066.84141903702,20167.206411886378,20265.686036071835,null,0,0,0,19018.099880820235,21175.558493564375,null,null,null,null,null,null,null,null,null,null,null,null,null,null,null,null,null,null,null,null,null,null,null,null,null,"2016-03-05",3,2016,"32016",3352,3540.3733026113646,2652.361497695852,2397.7920199692794,1714.7236482334758,2260.0383486943128,2119.7285714285986,1703.1978648233535,1342.6778494623557,899.47575268816945,1700.7032258064376,2119.2328648233465,2533.9061059907694,0,0,0,880.71562211981029,1047.585122887866]
[null,null,null,"2016-03-14",{"$f":"MONTH(D3480)","v":3},{"$f":"YEAR(D3480)","v":2016},{"$f":"E3480&F3480","v":"32016"},3360,{"$f":"SUMIF($AF$268:$AF$411,$G3480,AG$268:AG$411)+I3479","v":16802.927002224609},{"$f":"SUMIF($AF$268:$AF$411,$G3480,AH$268:AH$411)+J3479","v":19613.862466232204},{"$f":"SUMIF($AF$268:$AF$411,$G3480,AI$268:AI$411)+K3479","v":18754.324292865178},{"$f":"SUMIF($AF$268:$AF$411,$G3480,AJ$268:AJ$411)+L3479","v":16220.489774352644},{"$f":"SUMIF($AF$268:$AF$411,$G3480,AK$268:AK$411)+M3479","v":17992.641200540213},{"$f":"SUMIF($AF$268:$AF$411,$G3480,AL$268:AL$411)+N3479","v":20508.284784681524},null,{"$f":"SUMIF($AF$268:$AF$411,$G3480,AM$268:AM$411)+P3479","v":21199.97453519782},{"$f":"SUMIF($AF$268:$AF$411,$G3480,AN$268:AN$411)+Q3479","v":21055.782714921457},{"$f":"SUMIF($AF$268:$AF$411,$G3480,AO$268:AO$411)+R3479","v":21709.752701414509},{"$f":"SUMIF($AF$268:$AF$411,$G3480,AP$268:AP$411)+S3479","v":22153.85109645639},{"$f":"SUMIF($AF$268:$AF$411,$G3480,AQ$268:AQ$411)+T3479","v":20255.348347370251},{"$f":"SUMIF($AF$268:$AF$411,$G3480,AR$268:AR$411)+U3479","v":20353.334423168599},null,{"$f":"SUMIF($AF$268:$AF$411,$G3480,AS$268:AS$411)+W3479","v":0},{"$f":"SUMIF($AF$268:$AF$411,$G3480,AT$268:AT$411)+X3479","v":0},{"$f":"SUMIF($AF$268:$AF$411,$G3480,AU$268:AU$411)+Y3479","v":0},{"$f":"SUMIF($AF$268:$AF$411,$G3480,AV$268:AV$411)+Z3479","v":19102.670848562171},{"$f":"SUMIF($AF$268:$AF$411,$G3480,AW$268:AW$411)+AA3479","v":21255.687525822432},null,null,null,null,null,null,null,null,null,null,null,null,null,null,null,null,null,null,null,null,null,null,null,null,null,"2016-03-14",{"$f":"MONTH(BA3480)","v":3},{"$f":"YEAR(BA3480)","v":2016},{"$f":"BB3480&BC3480","v":"32016"},3360,{"$f":"SUMIF($AF$268:$AF$411,$G3480,CB$441:CB$522)+BF3479","v":3540.3733026113646},{"$f":"SUMIF($AF$268:$AF$411,$G3480,CC$441:CC$522)+BG3479","v":2652.361497695852},{"$f":"SUMIF($AF$268:$AF$411,$G3480,CD$441:CD$522)+BH3479","v":2397.7920199692794},{"$f":"SUMIF($AF$268:$AF$411,$G3480,CE$441:CE$522)+BI3479","v":1714.7236482334758},{"$f":"SUMIF($AF$268:$AF$411,$G3480,CF$441:CF$522)+BJ3479","v":2260.0383486943128},{"$f":"SUMIF($AF$268:$AF$411,$G3480,CG$441:CG$522)+BK3479","v":2119.7285714285986},{"$f":"SUMIF($AF$268:$AF$411,$G3480,CH$441:CH$522)+BL3479","v":1703.1978648233535},{"$f":"SUMIF($AF$268:$AF$411,$G3480,CI$441:CI$522)+BM3479","v":1342.6778494623557},{"$f":"SUMIF($AF$268:$AF$411,$G3480,CJ$441:CJ$522)+BN3479","v":899.47575268816945},{"$f":"SUMIF($AF$268:$AF$411,$G3480,CK$441:CK$522)+BO3479","v":1700.7032258064376},{"$f":"SUMIF($AF$268:$AF$411,$G3480,CL$441:CL$522)+BP3479","v":2119.2328648233465},{"$f":"SUMIF($AF$268:$AF$411,$G3480,CM$441:CM$522)+BQ3479","v":2533.9061059907694},{"$f":"SUMIF($AF$268:$AF$411,$G3480,CN$441:CN$522)+BR3479","v":0},{"$f":"SUMIF($AF$268:$AF$411,$G3480,CO$441:CO$522)+BS3479","v":0},{"$f":"SUMIF($AF$268:$AF$411,$G3480,CP$441:CP$522)+BT3479","v":0},{"$f":"SUMIF($AF$268:$AF$411,$G3480,CQ$441:CQ$522)+BU3479","v":880.71562211981029},{"$f":"SUMIF($AF$268:$AF$411,$G3480,CR$441:CR$522)+BV3479","v":1047.585122887866}]
[null,null,null,"2016-03-22",3,2016,"32016",3360,16871.081840934294,19688.597950103162,18828.879131574857,16286.270419513929,18067.970232798285,20586.555752423457,null,21276.310019068784,21130.569811695663,21786.113991737097,22231.193031940275,20333.696734467027,20431.244100587945,null,0,0,0,19177.845042110559,21326.913332274038,null,null,null,null,null,null,null,null,null,null,null,null,null,null,null,null,null,null,null,null,null,null,null,null,null,"2016-03-22",3,2016,"32016",3360,3540.3733026113646,2652.361497695852,2397.7920199692794,1714.7236482334758,2260.0383486943128,2119.7285714285986,1703.1978648233535,1342.6778494623557,899.47575268816945,1700.7032258064376,2119.2328648233465,2533.9061059907694,0,0,0,880.71562211981029,1047.585122887866]
[null,null,null,"2016-03-31",3,2016,"32016",3360,16947.756034482689,19772.675369457989,18912.753325123245,16360.273645320374,18152.715394088616,20674.610591133132,null,21362.187438423618,21214.705295566644,21872.020443350008,22318.202709359644,20421.838669950899,20518.892487684709,null,0,0,0,19262.416009852495,21407.042364532095,null,null,null,null,null,null,null,null,null,null,null,null,null,null,null,null,null,null,null,null,null,null,null,null,null,"2016-03-31",3,2016,"32016",3360,3540.3733026113646,2652.361497695852,2397.7920199692794,1714.7236482334758,2260.0383486943128,2119.7285714285986,1703.1978648233535,1342.6778494623557,899.47575268816945,1700.7032258064376,2119.2328648233465,2533.9061059907694,0,0,0,880.71562211981029,1047.585122887866]
[null,null,null,"2016-04-09",4,2016,"42016",3360,17005.176034482698,19840.505369457991,18980.073325123241,16419.703645320369,18215.715394088616,20744.930591133118,null,21433.947438423602,21290.575295566647,21954.700443350022,22395.872709359654,20493.08866995091,20589.302487684712,null,0,0,0,19333.69600985248,21484.80236453209,null,null,null,null,null,null,null,null,null,null,null,null,null,null,null,null,null,null,null,null,null,null,null,null,null,"2016-04-09",4,2016,"42016",3360,3540.3733026113646,2652.361497695852,2397.7920199692794,1714.7236482334758,2260.0383486943128,2119.7285714285986,1703.1978648233535,1342.6778494623557,899.47575268816945,1700.7032258064376,2119.2328648233465,2533.9061059907694,0,0,0,880.71562211981029,1047.585122887866]
[null,null,null,"2016-04-18",4,2016,"42016",3360,17062.596034482707,19908.335369457993,19047.393325123237,16479.133645320362,18278.715394088616,20815.250591133103,null,21505.707438423586,21366.445295566649,22037.380443350037,22473.542709359663,20564.338669950921,20659.712487684716,null,0,0,0,19404.976009852464,21562.562364532085,null,null,null,null,null,null,null,null,null,null,null,null,null,null,null,null,null,null,null,null,null,null,null,null,null,"2016-04-18",4,2016,"42016",3360,3540.3733026113646,2652.361497695852,2397.7920199692794,1714.7236482334758,2260.0383486943128,2119.7285714285986,1703.1978648233535,1342.6778494623557,899.47575268816945,1700.7032258064376,2119.2328648233465,2533.9061059907694,0,0,0,880.71562211981029,1047.585122887866]
[null,null,null,"2016-04-23",4,2016,"42016",3360,17094.496034482712,19946.018702791327,19084.793325123235,16512.150311987025,18313.715394088616,20854.317257799761,null,21545.574105090243,21408.595295566651,22083.313776683379,22516.692709359668,20603.92200328426,20698.829154351384,null,0,0,0,19444.576009852455,21605.762364532082,null,null,null,null,null,null,null,null,null,null,null,null,null,null,null,null,null,null,null,null,null,null,null,null,null,"2016-04-23",4,2016,"42016",3360,3540.3733026113646,2652.361497695852,2397.7920199692794,1714.7236482334758,2260.0383486943128,2119.7285714285986,1703.1978648233535,1342.6778494623557,899.47575268816945,1700.7032258064376,2119.2328648233465,2533.9061059907694,0,0,0,880.71562211981029,1047.585122887866]
[null,null,null,"2016-05-05",5,2016,"52016",3360,17150.881840934333,20014.888272683798,19154.782357381297,16573.325258223576,18376.65087795959,20927.962204036303,null,21619.984212617121,21487.153682663418,22173.668830446837,22598.731741617736,20678.338669950932,20771.221519942785,null,0,0,0,19519.419235658897,21687.306880661105,null,null,null,null,null,null,null,null,null,null,null,null,null,null,null,null,null,null,null,null,null,null,null,null,null,"2016-05-05",5,2016,"52016",3360,3540.7233026113654,2652.6114976958529,2398.008686635947,1714.7403149001425,2260.1383486943128,2119.7619047619319,1703.3478648233533,1342.8278494623555,899.47575268816945,1700.7698924731042,2119.2328648233465,2533.9394393241028,0,0,0,880.71562211981029,1047.6184562211993]
[null,null,null,"2016-05-06",5,2016,"52016",3360,17153.227002224656,20018.110853328959,19158.308163832909,16576.315580804221,18379.437974733784,20931.752526616947,null,21623.703567455832,21491.063360082771,22178.878507866193,22603.057548069348,20682.138669950931,20774.747326394398,null,0,0,0,19523.299880820188,21691.51978388691,null,null,null,null,null,null,null,null,null,null,null,null,null,null,null,null,null,null,null,null,null,null,null,null,null,"2016-05-06",5,2016,"52016",3360,3540.7933026113656,2652.6614976958531,2398.0520199692805,1714.7436482334758,2260.1583486943127,2119.7685714285985,1703.3778648233533,1342.8578494623555,899.47575268816945,1700.7832258064375,2119.2328648233465,2533.9461059907694,0,0,0,880.71562211981029,1047.6251228878659]
[null,null,null,"2016-05-15",5,2016,"52016",3360,17174.33345383756,20047.114079135405,19190.040421897425,16603.228484030024,18404.521845701536,20965.865429842743,null,21657.177761004234,21526.250456856949,22225.765604640397,22641.989806133857,20716.338669950925,20806.479584458913,null,0,0,0,19558.225687271806,21729.435912919158,null,null,null,null,null,null,null,null,null,null,null,null,null,null,null,null,null,null,null,null,null,null,null,null,null,"2016-05-15",5,2016,"52016",3360,3541.423302611367,2653.1114976958547,2398.4420199692822,1714.7736482334758,2260.3383486943126,2119.8285714285985,1703.6478648233531,1343.1278494623552,899.47575268816945,1700.9032258064374,2119.2328648233465,2534.0061059907694,0,0,0,880.71562211981029,1047.6851228878659]
[null,null,null,"2016-05-22",5,2016,"52016",3360,17190.749582869819,20069.672143651529,19214.721067058716,16624.160742094537,18424.031523120899,20992.397687907251,null,21683.213244875213,21553.618198792421,22262.233346575889,22672.270451295142,20742.93866995092,20831.160229620204,null,0,0,0,19585.390203400842,21758.926235499795,null,null,null,null,null,null,null,null,null,null,null,null,null,null,null,null,null,null,null,null,null,null,null,null,null,"2016-05-22",5,2016,"52016",3360,3541.9133026113682,2653.461497695856,2398.7453533026169,1714.7969815668091,2260.4783486943124,2119.8752380952651,1703.8578648233529,1343.3378494623551,899.47575268816945,1700.9965591397706,2119.2328648233465,2534.052772657436,0,0,0,880.71562211981029,1047.7317895545325]
[null,null,null,"2016-06-01",6,2016,"62016",3360,17212.836034482723,20100.072036124642,19247.903325123232,16652.186978653674,18450.065394088651,21027.950591133045,null,21718.007438423614,21590.611962233266,22312.673776683427,22713.536042692984,20778.798669950913,20864.50248768472,null,0,0,0,19622.019343185795,21798.465697865377,null,null,null,null,null,null,null,null,null,null,null,null,null,null,null,null,null,null,null,null,null,null,null,null,null,"2016-06-01",6,2016,"62016",3360,3543.7658832565307,2654.8889170506964,2399.8901920122962,1715.3592396313252,2261.5002841781834,2120.5578187404262,1704.9181874039978,1344.1981720429999,899.56607526881464,1701.5197849462222,2119.745768049153,2534.8482565284035,0,0,0,881.07691244239095,1048.2434024577583]
[null,null,null,"2016-06-10",6,2016,"62016",3360,17221.656034482719,20112.642036124649,19260.953325123239,16662.206978653685,18458.615394088658,21040.910591133033,null,21729.887438423611,21606.871962233272,22344.653776683426,22734.536042692973,20793.738669950912,20878.992487684725,null,0,0,0,19637.349343185808,21813.075697865374,null,null,null,null,null,null,null,null,null,null,null,null,null,null,null,null,null,null,null,null,null,null,null,null,null,"2016-06-10",6,2016,"62016",3360,3554.7691090629805,2663.6856912442449,2406.683740399395,1720.1495622119701,2269.0777035330234,2126.1610445468768,1712.0310906298039,1349.5110752688056,900.37897849462138,1705.1488172042875,2124.3618970814109,2541.4676113671112,0,0,0,884.32852534561687,1052.3079185867909]
[null,null,null,"2016-06-19",6,2016,"62016",3360,17230.476034482715,20125.212036124656,19274.003325123245,16672.226978653696,18467.165394088664,21053.870591133022,null,21741.767438423609,21623.131962233278,22376.633776683426,22755.536042692962,20808.67866995091,20893.482487684731,null,0,0,0,19652.67934318582,21827.68569786537,null,null,null,null,null,null,null,null,null,null,null,null,null,null,null,null,null,null,null,null,null,null,null,null,null,"2016-06-19",6,2016,"62016",3360,3565.7723348694303,2672.4824654377935,2413.4772887864938,1724.939884792615,2276.6551228878634,2131.7642703533274,1719.14399385561,1354.8239784946113,901.19188172042811,1708.7778494623528,2128.9780261136689,2548.086966205819,0,0,0,887.58013824884279,1056.3724347158236]
[null,null,null,"2016-06-23",6,2016,"62016",3360,17234.396034482714,20130.798702791326,19279.803325123248,16676.680311987035,18470.965394088667,21059.630591133016,null,21747.047438423608,21630.358628899947,22390.847110016759,22764.86937602629,20815.31866995091,20899.922487684733,null,0,0,0,19659.492676519159,21834.179031198702,null,null,null,null,null,null,null,null,null,null,null,null,null,null,null,null,null,null,null,null,null,null,null,null,null,"2016-06-23",6,2016,"62016",3360,3570.6626574500747,2676.3921428571484,2416.4966436252043,1727.0689170506794,2280.0228648233478,2134.2545929339722,1722.3052841781905,1357.1852688171916,901.55317204300889,1710.3907526881596,2131.0296390168946,2551.0289016896891,0,0,0,889.02529953916542,1058.178886328727]
[null,null,null,"2016-07-06",7,2016,"72016",3360,17243.617324805284,20145.956014619289,19295.29526060713,16688.615580804249,18481.389587637059,21075.652526616876,null,21762.771309391355,21650.495618147259,22423.404314317824,22788.228515811224,20831.912863499299,20916.340874781501,null,0,0,0,19677.686977594443,21853.381074209443,null,null,null,null,null,null,null,null,null,null,null,null,null,null,null,null,null,null,null,null,null,null,null,null,null,"2016-07-06",7,2016,"72016",3360,3592.1607219662028,2692.9940783410188,2430.3205145929469,1737.0547235022918,2295.5164132104451,2147.2926574501007,1737.0175422427062,1368.3575268817076,904.1454301075255,1718.693333333322,2141.2999615975391,2564.7972887864607,0,0,0,894.95433179723034,1068.1001766513086]
[null,null,null,"2016-07-07",7,2016,"72016",3360,17244.010873192379,20146.852788812837,19296.185583187777,16689.305903384895,18482.018619895123,21076.64284919752,null,21763.851954552647,21651.744005244032,22424.684959479113,22789.399483553159,20832.741895757365,20917.198939297628,null,0,0,0,19678.732138884767,21854.687525822344,null,null,null,null,null,null,null,null,null,null,null,null,null,null,null,null,null,null,null,null,null,null,null,null,null,"2016-07-07",7,2016,"72016",3360,3594.3173886328696,2694.6207450076854,2431.7438479262801,1738.0980568356251,2297.116413210445,2148.7393241167674,1738.5475422427062,1369.530860215041,904.47209677419221,1719.6066666666554,2142.4132949308723,2566.2339554531272,0,0,0,895.52099846389706,1069.2268433179754]
[null,null,null,"2016-07-16",7,2016,"72016",3360,17247.552808676239,20154.923756554774,19304.198486413592,16695.518806610704,18487.679910217703,21085.555752423323,null,21773.577761004271,21662.979489114994,22436.210765930711,22799.938193230573,20840.203186079951,20924.921519942774,null,0,0,0,19688.138590497678,21866.445590338459,null,null,null,null,null,null,null,null,null,null,null,null,null,null,null,null,null,null,null,null,null,null,null,null,null,"2016-07-16",7,2016,"72016",3360,3613.7273886328703,2709.2607450076844,2444.5538479262786,1747.4880568356248,2311.5164132104442,2161.7593241167679,1752.3175422427059,1380.0908602150416,907.41209677419261,1727.8266666666561,2152.4332949308714,2579.1639554531257,0,0,0,900.62099846389754,1079.3668433179764]
[null,null,null,"2016-07-29",7,2016,"72016",3360,17252.66893770848,20166.581821070904,19315.772679961992,16704.493000159095,18495.85732957254,21098.429945971704,null,21787.626148101062,21679.20852137305,22452.859153027464,22815.160773875727,20850.980605434797,20936.07635865243,null,0,0,0,19701.725687271883,21883.429461306179,null,null,null,null,null,null,null,null,null,null,null,null,null,null,null,null,null,null,null,null,null,null,null,null,null,"2016-07-29",7,2016,"72016",3360,3641.7640552995381,2730.4074116743495,2463.0571812596099,1761.0513901689576,2332.316413210443,2180.5659907834352,1772.2075422427056,1395.3441935483759,911.65876344085984,1739.6999999999905,2166.9066282642034,2597.8406221197902,0,0,0,907.98766513056489,1094.0135099846445]
[null,null,null,"2016-08-02",8,2016,"82016",3360,17254.165711902027,20170.123756554778,19319.488808994254,16707.131709836514,18498.26378118544,21102.023494358797,null,21791.697115842999,21683.776263308533,22458.039798188751,22819.451096456371,20853.928992531572,20939.379584458879,null,0,0,0,19705.17730017511,21887.874622596501,null,null,null,null,null,null,null,null,null,null,null,null,null,null,null,null,null,null,null,null,null,null,null,null,null,"2016-08-02",8,2016,"82016",3360,3654.2902918586778,2739.8994546851018,2471.6586866359539,1767.4670890936889,2340.9164132104424,2188.9302918587036,1779.3449615975442,1400.3166666666555,914.87338709677385,1746.281505376335,2174.430069124418,2607.1849231950582,0,0,0,910.79841781873711,1098.8216820276555]
[null,null,null,"2016-08-11",8,2016,"82016",3360,17257.359260289129,20177.991498490275,19328.198486413618,16712.793000159094,18503.431523120911,21109.281558874911,null,21800.290664230088,21693.095618147247,22469.826894962942,22828.218838391855,20859.73544414447,20946.521519942751,null,0,0,0,19711.303106626721,21896.119783886832,null,null,null,null,null,null,null,null,null,null,null,null,null,null,null,null,null,null,null,null,null,null,null,null,null,"2016-08-11",8,2016,"82016",3360,3691.248356374806,2767.9736482334879,2497.5554608295033,1786.9477342549799,2365.2164132104408,2213.5496466974114,1797.693348694318,1412.132795698913,926.39919354838651,1767.6782795698844,2198.2655529953845,2636.304278033766,0,0,0,918.3468049155116,1110.3184562212036]
[null,null,null,"2016-08-20",8,2016,"82016",3360,17260.552808676232,20185.859240425772,19336.908163832981,16718.454290481674,18508.599265056382,21116.539623391025,null,21808.884212617177,21702.41497298596,22481.613991737133,22836.986580327339,20865.541895757367,20953.663455426624,null,0,0,0,19717.428913078333,21904.364945177163,null,null,null,null,null,null,null,null,null,null,null,null,null,null,null,null,null,null,null,null,null,null,null,null,null,"2016-08-20",8,2016,"82016",3360,3728.2064208909342,2796.047841781874,2523.4522350230527,1806.4283794162709,2389.5164132104392,2238.1690015361191,1816.0417357910919,1423.9489247311706,937.92499999999916,1789.0750537634337,2222.101036866351,2665.4236328724737,0,0,0,925.89519201228609,1121.8152304147518]
[null,null,null,"2016-08-23",8,2016,"82016",3360,17261.617324805266,20188.481821070938,19339.811389639435,16720.341387255867,18510.321845701539,21118.95897822973,null,21811.748728746206,21705.521424598865,22485.543023995197,22839.9091609725,20867.477379628333,20956.044100587915,null,0,0,0,19719.470848562203,21907.113332273941,null,null,null,null,null,null,null,null,null,null,null,null,null,null,null,null,null,null,null,null,null,null,null,null,null,"2016-08-23",8,2016,"82016",3360,3740.5257757296436,2805.4059062980027,2532.0844930875692,1812.9219278033679,2397.6164132104386,2246.3754531490217,1822.1578648233499,1427.8876344085897,941.76693548387004,1796.2073118279502,2230.0461981566732,2675.1300844853763,0,0,0,928.41132104454425,1125.6474884792678]
[null,null,null,"2016-09-06",9,2016,"92016",3360,17268.056034482681,20202.935369458039,19355.053325123314,16730.173645320378,18519.635394088626,21132.710591132945,null,21826.867438423615,21722.825295566614,22506.040443350023,22856.682709359593,20879.578669950904,20968.192487684693,null,0,0,0,19733.376009852524,21925.46236453201,null,null,null,null,null,null,null,null,null,null,null,null,null,null,null,null,null,null,null,null,null,null,null,null,null,"2016-09-06",9,2016,"92016",3360,3800.5709370199652,2850.3930030721963,2573.6264285714406,1842.8767665130454,2435.4938325652747,2284.9625499232147,1850.8546390168976,1446.3263440860082,959.48306451612791,1827.1686021505318,2267.9558755760281,2721.6075038402137,0,0,0,942.63067588325418,1143.2991013824935]
[null,null,null,"2016-09-07",9,2016,"92016",3360,17268.656034482679,20204.178702791371,19356.303325123314,16730.973645320377,18520.422060755292,21133.927257799613,null,21828.114105090281,21724.328628899948,22507.710443350021,22858.179376026259,20880.73533661757,20969.15915435136,null,0,0,0,19734.786009852523,21927.299031198676,null,null,null,null,null,null,null,null,null,null,null,null,null,null,null,null,null,null,null,null,null,null,null,null,null,"2016-09-07",9,2016,"92016",3360,3805.1031950844813,2853.7317127496158,2576.713525345634,1844.9832181259485,2438.206735791081,2287.7464208909569,1852.9191551459298,1447.6489247311695,960.7282258064505,1829.158924731177,2270.7429723502219,2725.0397619047299,0,0,0,943.88228878647999,1144.5378110599129]
[null,null,null,"2016-09-16",9,2016,"92016",3360,17274.056034482666,20215.368702791358,19367.553325123314,16738.17364532037,18527.502060755294,21144.877257799617,null,21839.334105090275,21737.858628899954,22522.740443350005,22871.649376026253,20891.145336617563,20977.859154351365,null,0,0,0,19747.476009852522,21943.829031198671,null,null,null,null,null,null,null,null,null,null,null,null,null,null,null,null,null,null,null,null,null,null,null,null,null,"2016-09-16",9,2016,"92016",3360,3845.8935176651262,2883.7800998463913,2604.4973963133752,1863.9412826420767,2462.6228648233373,2312.8012596006361,1871.4998003072196,1459.5521505376205,971.93467741935376,1847.0718279569835,2295.8268433179655,2755.9300844853756,0,0,0,955.14680491551223,1155.6861981566872]
[null,null,null,"2016-09-28",9,2016,"92016",3360,17281.256034482649,20230.288702791342,19382.553325123314,16747.773645320362,18536.942060755297,21159.477257799623,null,21854.294105090266,21755.898628899962,22542.780443349984,22889.609376026245,20905.025336617553,20989.459154351371,null,0,0,0,19764.39600985252,21965.869031198665,null,null,null,null,null,null,null,null,null,null,null,null,null,null,null,null,null,null,null,null,null,null,null,null,null,"2016-09-28",9,2016,"92016",3360,3900.2806144393194,2923.8446159754253,2641.5425576036969,1889.2187019969142,2495.1777035330124,2346.2077112135416,1896.273993855606,1475.4231182795552,986.87661290322478,1870.9556989247255,2329.2720046082904,2797.1171812595699,0,0,0,970.16615975422189,1170.5507142857196]
[null,null,null,"2016-10-03",10,2016,"102016",3360,17292.8592602891,20246.643111393492,19399.695260607186,16760.21235499778,18551.550877959598,21176.75575242328,null,21871.690664230053,21774.25368266341,22560.607540124176,22908.551096456347,20921.070928015401,21005.492487684707,null,0,0,0,19779.912784046068,21984.532687112638,null,null,null,null,null,null,null,null,null,null,null,null,null,null,null,null,null,null,null,null,null,null,null,null,null,"2016-10-03",10,2016,"102016",3360,3918.7551305683519,2937.5120353302641,2653.0567511520844,1897.9416052227205,2505.9435099846255,2357.3754531490263,1904.2630261136703,1481.6282795698778,992.28693548387002,1879.5663440860158,2340.5361981566775,2811.8216973886019,0,0,0,975.49938556067366,1175.6581336405586]
[null,null,null,"2016-10-12",10,2016,"102016",3360,17324.068937708464,20288.246337199951,19443.621067058804,16792.728484030042,18590.657329572503,21221.291236294248,null,21916.400341649416,21820.298843953748,22604.068830446762,22956.396257746659,20962.267702208948,21047.792487684714,null,0,0,0,19818.003106626711,22029.503654854561,null,null,null,null,null,null,null,null,null,null,null,null,null,null,null,null,null,null,null,null,null,null,null,null,null,"2016-10-12",10,2016,"102016",3360,3946.9851305683528,2958.4820353302634,2669.0767511520862,1911.4716052227204,2521.9635099846273,2374.1754531490274,1915.84302611367,1492.3082795698783,1001.0469354838702,1893.4563440860154,2357.6061981566763,2835.341697388601,0,0,0,983.98938556067412,1183.5481336405596]
[null,null,null,"2016-10-21",10,2016,"102016",3360,17355.278615127827,20329.84956300641,19487.546873510422,16825.244613062303,18629.763781185407,21265.826720165216,null,21961.110019068779,21866.344005244086,22647.530120769348,23004.241419036971,21003.464476402496,21090.09248768472,null,0,0,0,19856.093429207354,22074.474622596485,null,null,null,null,null,null,null,null,null,null,null,null,null,null,null,null,null,null,null,null,null,null,null,null,null,"2016-10-21",10,2016,"102016",3360,3975.2151305683537,2979.4520353302628,2685.096751152088,1925.0016052227204,2537.9835099846291,2390.9754531490285,1927.4230261136697,1502.9882795698788,1009.8069354838705,1907.3463440860151,2374.6761981566751,2858.8616973886001,0,0,0,992.47938556067459,1191.4381336405606]
[null,null,null,"2016-10-30",10,2016,"102016",3360,17386.48829254719,20371.452788812869,19531.47267996204,16857.760742094564,18668.870232798312,21310.362204036184,null,22005.819696488143,21912.389166534424,22690.991411091934,23052.086580327283,21044.661250596044,21132.392487684727,null,0,0,0,19894.183751787998,22119.445590338408,null,null,null,null,null,null,null,null,null,null,null,null,null,null,null,null,null,null,null,null,null,null,null,null,null,"2016-10-30",10,2016,"102016",3360,4003.4451305683547,3000.4220353302621,2701.1167511520898,1938.5316052227204,2554.0035099846309,2407.7754531490295,1939.0030261136694,1513.6682795698794,1018.5669354838707,1921.2363440860147,2391.7461981566739,2882.3816973885992,0,0,0,1000.9693855606751,1199.3281336405616]
[null,null,null,"2016-11-07",11,2016,"112016",3360,17448.406034482665,20441.152036124688,19599.353325123331,16910.700311987028,18734.955394088633,21383.840591132965,null,22084.730771756949,21995.975295566677,22764.840443350004,23133.656042692874,21116.508669950887,21206.345821018062,null,0,0,0,19955.139343185841,22195.795697865284,null,null,null,null,null,null,null,null,null,null,null,null,null,null,null,null,null,null,null,null,null,null,null,null,null,"2016-11-07",11,2016,"112016",3360,4008.3882488479262,3003.9713901689706,2704.1838479262824,1941.096228878635,2556.5060906297917,2410.2969585253732,1940.9445314900129,1515.2613978494489,1019.6080107526878,1923.1409677419283,2394.026735791082,2885.8756758832219,0,0,0,1002.4320737327184,1200.2951228878735]
[null,null,null,"2016-11-08",11,2016,"112016",3360,17456.756034482663,20450.448702791353,19608.353325123331,16917.746978653693,18743.775394088632,21393.630591132965,null,22095.294105090281,22007.185295566676,22774.700443350004,23144.549376026207,21126.118669950887,21216.239154351395,null,0,0,0,19963.242676519174,22205.989031198616,null,null,null,null,null,null,null,null,null,null,null,null,null,null,null,null,null,null,null,null,null,null,null,null,null,"2016-11-08",11,2016,"112016",3360,4008.6463133640555,3004.1455837173576,2704.3677188940242,1941.2478417818609,2556.6093164362433,2410.3905069124698,1941.0380798771096,1515.3194623655779,1019.6176881720427,1923.1925806451541,2394.0815745007594,2886.0014823348347,0,0,0,1002.5062672811056,1200.3080261136799]
[null,null,null,"2016-11-17",11,2016,"112016",3360,17531.90603448265,20534.11870279134,19689.353325123331,16981.16697865368,18823.15539408863,21481.740591132973,null,22190.364105090266,22108.075295566669,22863.440443350009,23242.589376026208,21212.608669950892,21305.279154351396,null,0,0,0,20036.172676519167,22297.729031198611,null,null,null,null,null,null,null,null,null,null,null,null,null,null,null,null,null,null,null,null,null,null,null,null,null,"2016-11-17",11,2016,"112016",3360,4010.9688940092187,3005.71332565284,2706.0225576037001,1942.6123579108939,2557.5383486943069,2411.23244239634,1941.8800153609798,1515.8420430107387,1019.7047849462361,1923.6570967741859,2394.5751228878557,2887.1337403993498,0,0,0,1003.1740092165899,1200.4241551459379]
[null,null,null,"2016-11-26",11,2016,"112016",3360,17607.056034482637,20617.788702791328,19770.353325123331,17044.586978653668,18902.535394088627,21569.850591132981,null,22285.434105090251,22208.965295566661,22952.180443350015,23340.629376026209,21299.098669950898,21394.319154351397,null,0,0,0,20109.10267651916,22389.469031198605,null,null,null,null,null,null,null,null,null,null,null,null,null,null,null,null,null,null,null,null,null,null,null,null,null,"2016-11-26",11,2016,"112016",3360,4013.291474654382,3007.2810675883225,2707.677396313376,1943.976874039927,2558.4673809523706,2412.0743778802102,1942.72195084485,1516.3646236558995,1019.7918817204296,1924.1216129032177,2395.0686712749521,2888.2659984638649,0,0,0,1003.8417511520742,1200.5402841781959]
[null,null,null,"2016-12-07",12,2016,"122016",3360,17701.197969966492,20721.339885587015,19871.001712220113,17123.896225965495,19002.463781185408,21675.578333068472,null,22374.090664230029,22311.63432782473,23053.626894962908,23453.231741617605,21406.928992531542,21504.027971555704,null,0,0,0,20195.957945336366,22488.816558080314,null,null,null,null,null,null,null,null,null,null,null,null,null,null,null,null,null,null,null,null,null,null,null,null,null,"2016-12-07",12,2016,"122016",3360,4014.3470660522339,3007.9778417818702,2708.4595468510097,1944.6999923194971,2558.8802841781767,2412.448571428597,1943.0961443932367,1516.5968817204155,1019.8305913978489,1924.3280645161208,2395.2880261136615,2888.769224270316,0,0,0,1004.1385253456227,1200.5918970814216]
[null,null,null,"2016-12-13",12,2016,"122016",3360,17753.262486095515,20778.223756554751,19926.414615445927,17167.715580804208,19057.876684411222,21732.636397584603,null,22413.864857778415,22361.20206976022,23106.775282059672,23512.399483553087,21466.406411886379,21564.144100587968,null,0,0,0,20242.622461465402,22539.02300969321,null,null,null,null,null,null,null,null,null,null,null,null,null,null,null,null,null,null,null,null,null,null,null,null,null,"2016-12-13",12,2016,"122016",3360,4014.3670660522353,3007.9778417818702,2708.4995468510097,1944.7999923194971,2558.8802841781767,2412.448571428597,1943.0961443932367,1516.5968817204155,1019.8305913978489,1924.3280645161208,2395.2880261136615,2888.769224270316,0,0,0,1004.1385253456227,1200.5918970814216]
[null,null,null,"2016-12-22",12,2016,"122016",3360,17831.359260289049,20863.549563006356,20009.533970284647,17233.444613062278,19140.996039249942,21818.223494358801,null,22473.526148100995,22435.553682663456,23186.497862704819,23601.151096456309,21555.622540918634,21654.318294136363,null,0,0,0,20312.619235658956,22614.332687112554,null,null,null,null,null,null,null,null,null,null,null,null,null,null,null,null,null,null,null,null,null,null,null,null,null,"2016-12-22",12,2016,"122016",3360,4014.3970660522373,3007.9778417818702,2708.5595468510096,1944.9499923194969,2558.8802841781767,2412.448571428597,1943.0961443932367,1516.5968817204155,1019.8305913978489,1924.3280645161208,2395.2880261136615,2888.769224270316,0,0,0,1004.1385253456227,1200.5918970814216]
[null,null,null,"2016-12-31",12,2016,"122016",3360,17909.456034482584,20948.875369457961,20092.653325123367,17299.173645320348,19224.115394088662,21903.810591132999,null,22533.187438423574,22509.905295566692,23266.220443349965,23689.902709359532,21644.838669950888,21744.492487684758,null,0,0,0,20382.616009852511,22689.642364531897,null,null,null,null,null,null,null,null,null,null,null,null,null,null,null,null,null,null,null,null,null,null,null,null,null,"2016-12-31",12,2016,"122016",3360,4014.4270660522393,3007.9778417818702,2708.6195468510095,1945.0999923194968,2558.8802841781767,2412.448571428597,1943.0961443932367,1516.5968817204155,1019.8305913978489,1924.3280645161208,2395.2880261136615,2888.769224270316,0,0,0,1004.1385253456227,1200.5918970814216]
[null,null,null,"2017-01-05",1,2017,"12017",3360,17966.343131256774,21010.214079135381,20150.185583187878,17343.80267757842,19277.679910217688,21961.617042745904,null,22589.042277133249,22564.131102018306,23320.930120769324,23751.209160972441,21704.677379628312,21807.137648975087,null,0,0,0,20430.648267917033,22739.448816144792,null,null,null,null,null,null,null,null,null,null,null,null,null,null,null,null,null,null,null,null,null,null,null,null,null,"2017-01-05",1,2017,"12017",3360,4014.4270660522393,3007.9778417818702,2708.6195468510095,1945.0999923194968,2558.8802841781767,2412.448571428597,1943.0961443932367,1516.5968817204155,1019.8305913978489,1924.3280645161208,2395.2880261136615,2888.769224270316,0,0,0,1004.1385253456227,1200.5918970814216]
[null,null,null,"2017-01-09",1,2017,"12017",3360,18011.852808676125,21059.285046877318,20196.211389639488,17379.505903384877,19320.53152312091,22007.862204036228,null,22633.726148100988,22607.511747179597,23364.697862704812,23800.254322262768,21752.548347370252,21857.253778007351,null,0,0,0,20469.074074368651,22779.293977435107,null,null,null,null,null,null,null,null,null,null,null,null,null,null,null,null,null,null,null,null,null,null,null,null,null,"2017-01-09",1,2017,"12017",3360,4014.4270660522393,3007.9778417818702,2708.6195468510095,1945.0999923194968,2558.8802841781767,2412.448571428597,1943.0961443932367,1516.5968817204155,1019.8305913978489,1924.3280645161208,2395.2880261136615,2888.769224270316,0,0,0,1004.1385253456227,1200.5918970814216]
[null,null,null,"2017-01-18",1,2017,"12017",3360,18114.249582869666,21169.694724296674,20299.769454155608,17459.838161449406,19416.947652153158,22111.913816939457,null,22734.264857778402,22705.118198792501,23463.175282059659,23910.605935166004,21860.258024789615,21970.015068329943,null,0,0,0,20555.532138884791,22868.945590338317,null,null,null,null,null,null,null,null,null,null,null,null,null,null,null,null,null,null,null,null,null,null,null,null,null,"2017-01-18",1,2017,"12017",3360,4014.4270660522393,3007.9778417818702,2708.6195468510095,1945.0999923194968,2558.8802841781767,2412.448571428597,1943.0961443932367,1516.5968817204155,1019.8305913978489,1924.3280645161208,2395.2880261136615,2888.769224270316,0,0,0,1004.1385253456227,1200.5918970814216]
[null,null,null,"2017-01-27",1,2017,"12017",3360,18216.646357063208,21280.104401716031,20403.327518671729,17540.170419513935,19513.363781185406,22215.965429842687,null,22834.803567455816,22802.724650405406,23561.652701414507,24020.95754806924,21967.967702208978,22082.776358652536,null,0,0,0,20641.990203400932,22958.597203241527,null,null,null,null,null,null,null,null,null,null,null,null,null,null,null,null,null,null,null,null,null,null,null,null,null,"2017-01-27",1,2017,"12017",3360,4014.4270660522393,3007.9778417818702,2708.6195468510095,1945.0999923194968,2558.8802841781767,2412.448571428597,1943.0961443932367,1516.5968817204155,1019.8305913978489,1924.3280645161208,2395.2880261136615,2888.769224270316,0,0,0,1004.1385253456227,1200.5918970814216]
[null,null,null,"2017-02-06",2,2017,"22017",3360,18311.891748768281,21384.096798029394,20501.510467980486,17621.645073891832,19609.358251231475,22316.23201970445,null,22934.194581280699,22900.81243842384,23662.999014778568,24129.959852216711,22073.395812808052,22188.821059113365,null,0,0,0,20733.301724138259,23057.499507388977,null,null,null,null,null,null,null,null,null,null,null,null,null,null,null,null,null,null,null,null,null,null,null,null,null,"2017-02-06",2,2017,"22017",3360,4014.4270660522393,3007.9778417818702,2708.6195468510095,1945.0999923194968,2558.8802841781767,2412.448571428597,1943.0961443932367,1516.5968817204155,1019.8305913978489,1924.3280645161208,2395.2880261136615,2888.769224270316,0,0,0,1004.1385253456227,1200.5918970814216]
[null,null,null,"2017-02-13",2,2017,"22017",3360,18369.91674876829,21448.171798029391,20562.360467980492,17675.045073891844,19671.358251231464,22379.257019704462,null,22998.0195812807,22964.637438423841,23730.174014778571,24199.909852216711,22140.545812808043,22254.071059113357,null,0,0,0,20795.001724138252,23126.399507388967,null,null,null,null,null,null,null,null,null,null,null,null,null,null,null,null,null,null,null,null,null,null,null,null,null,"2017-02-13",2,2017,"22017",3360,4014.4270660522393,3007.9778417818702,2708.6195468510095,1945.0999923194968,2558.8802841781767,2412.448571428597,1943.0961443932367,1516.5968817204155,1019.8305913978489,1924.3280645161208,2395.2880261136615,2888.769224270316,0,0,0,1004.1385253456227,1200.5918970814216]
[null,null,null,"2017-02-22",2,2017,"22017",3360,18444.520320196872,21530.55394088653,20640.596182266214,17743.702216749003,19751.072536945736,22460.289162561621,null,23080.080295566415,23046.698152709556,23816.541871921432,24289.845566502427,22226.881527093745,22337.963916256205,null,0,0,0,20874.330295566815,23214.985221674669,null,null,null,null,null,null,null,null,null,null,null,null,null,null,null,null,null,null,null,null,null,null,null,null,null,"2017-02-22",2,2017,"22017",3360,4014.4270660522393,3007.9778417818702,2708.6195468510095,1945.0999923194968,2558.8802841781767,2412.448571428597,1943.0961443932367,1516.5968817204155,1019.8305913978489,1924.3280645161208,2395.2880261136615,2888.769224270316,0,0,0,1004.1385253456227,1200.5918970814216]
[null,null,null,"2017-03-03",3,2017,"32017",3360,18510.117324805178,21604.481821070858,20711.285583187873,17807.638161449479,19823.347652153097,22534.56542984274,null,23155.777761004199,23123.818198792502,23896.707540124204,24372.409160972475,22305.322540918616,22413.827971555736,null,0,0,0,20948.932138884778,23297.123009693099,null,null,null,null,null,null,null,null,null,null,null,null,null,null,null,null,null,null,null,null,null,null,null,null,null,"2017-03-03",3,2017,"32017",3360,4014.5020660522396,3008.0314132104422,2708.6302611367237,1945.0999923194968,2558.8802841781767,2412.448571428597,1943.1068586789509,1516.5968817204155,1019.8305913978489,1924.3280645161208,2395.2880261136615,2888.8227956988881,0,0,0,1004.1385253456227,1200.5918970814216]
[null,null,null,"2017-03-07",3,2017,"32017",3360,18531.265711901957,21629.823756554728,20735.995260607222,17831.857516288193,19848.857329572449,22561.571881455646,null,23183.764857778388,23153.702069760238,23926.823669156467,24402.551096456347,22333.167702208932,22440.408616717024,null,0,0,0,20977.886977594451,23327.897203241493,null,null,null,null,null,null,null,null,null,null,null,null,null,null,null,null,null,null,null,null,null,null,null,null,null,"2017-03-07",3,2017,"32017",3360,4014.6020660522399,3008.1028417818716,2708.6445468510092,1945.0999923194968,2558.8802841781767,2412.448571428597,1943.1211443932364,1516.5968817204155,1019.8305913978489,1924.3280645161208,2395.2880261136615,2888.8942242703174,0,0,0,1004.1385253456227,1200.5918970814216]
[null,null,null,"2017-03-12",3,2017,"32017",3360,18557.70119577293,21661.501175909565,20766.882357381408,17862.131709836587,19880.744426346639,22595.329945971778,null,23218.748728746123,23191.056908469909,23964.468830446796,24440.228515811188,22367.974153821826,22473.634423168634,null,0,0,0,21014.080525981542,23366.364945176985,null,null,null,null,null,null,null,null,null,null,null,null,null,null,null,null,null,null,null,null,null,null,null,null,null,"2017-03-12",3,2017,"32017",3360,4014.7270660522404,3008.1921274961583,2708.6624039938661,1945.0999923194968,2558.8802841781767,2412.448571428597,1943.1390015360932,1516.5968817204155,1019.8305913978489,1924.3280645161208,2395.2880261136615,2888.9835099846041,0,0,0,1004.1385253456227,1200.5918970814216]
[null,null,null,"2017-03-21",3,2017,"32017",3360,18605.285066740682,21718.520530748272,20822.479131574943,17916.625258223696,19938.14120054018,22656.094462100817,null,23281.719696488046,23258.295618147316,24032.230120769389,24508.047870649902,22430.625766725036,22533.440874781532,null,0,0,0,21079.228913078307,23435.606880660871,null,null,null,null,null,null,null,null,null,null,null,null,null,null,null,null,null,null,null,null,null,null,null,null,null,"2017-03-21",3,2017,"32017",3360,4014.9520660522412,3008.3528417818743,2708.6945468510085,1945.0999923194968,2558.8802841781767,2412.448571428597,1943.1711443932356,1516.5968817204155,1019.8305913978489,1924.3280645161208,2395.2880261136615,2889.1442242703201,0,0,0,1004.1385253456227,1200.5918970814216]
[null,null,null,"2017-03-30",3,2017,"32017",3360,18652.868937708434,21775.539885586979,20878.075905768477,17971.118806610804,19995.537974733721,22716.858978229855,null,23344.690664229969,23325.534327824724,24099.991411091982,24575.867225488615,22493.277379628245,22593.24732639443,null,0,0,0,21144.377300175071,23504.848816144757,null,null,null,null,null,null,null,null,null,null,null,null,null,null,null,null,null,null,null,null,null,null,null,null,null,"2017-03-30",3,2017,"32017",3360,4015.177066052242,3008.5135560675903,2708.7266897081508,1945.0999923194968,2558.8802841781767,2412.448571428597,1943.203287250378,1516.5968817204155,1019.8305913978489,1924.3280645161208,2395.2880261136615,2889.3049385560362,0,0,0,1004.1385253456227,1200.5918970814216]
[null,null,null,"2017-04-08",4,2017,"42017",3360,18697.596034482631,21832.488702791288,20936.466658456662,18022.746978653817,20046.15539408855,22775.183924466415,null,23403.100771756846,23387.405295566652,24162.640443350043,24639.882709359594,22551.945336617489,22651.785821018093,null,0,0,0,21203.616009852489,23565.795697865182,null,null,null,null,null,null,null,null,null,null,null,null,null,null,null,null,null,null,null,null,null,null,null,null,null,"2017-04-08",4,2017,"42017",3360,4016.4923886328861,3009.2539938556083,2709.1431643625283,1945.1257987711097,2559.3964132104343,2412.8356682027902,1943.5939554531426,1516.6226881720283,1019.9080107526876,1924.6119354838625,2395.8041551459191,2890.1227956988928,0,0,0,1004.2159447004614,1200.6951228878731]
[null,null,null,"2017-04-16",4,2017,"42017",3360,18737.036034482633,21883.10203612463,20988.67999179001,18068.32031198715,20090.39539408854,22826.757257799749,null,23454.514105090177,23441.805295566646,24217.760443350038,24696.362709359604,22603.652003284154,22703.679154351434,null,0,0,0,21255.616009852489,23619.049031198509,null,null,null,null,null,null,null,null,null,null,null,null,null,null,null,null,null,null,null,null,null,null,null,null,null,"2017-04-16",4,2017,"42017",3360,4017.7827112135301,3009.9765745007689,2709.5560675883344,1945.1516052227225,2559.9125422426919,2413.2227649769834,1943.9810522273358,1516.6484946236412,1019.9854301075262,1924.8958064516041,2396.3202841781767,2890.9227956988921,0,0,0,1004.2933640553,1200.7983486943247]
[null,null,null,"2017-04-25",4,2017,"42017",3360,18781.406034482636,21940.04203612464,21047.419991790026,18119.590311987151,20140.16539408853,22884.777257799749,null,23512.354105090173,23503.00529556664,24279.770443350033,24759.902709359616,22661.822003284153,22762.059154351442,null,0,0,0,21314.116009852489,23678.959031198501,null,null,null,null,null,null,null,null,null,null,null,null,null,null,null,null,null,null,null,null,null,null,null,null,null,"2017-04-25",4,2017,"42017",3360,4019.2343241167546,3010.7894777265747,2710.0205837173662,1945.180637480787,2560.4931874039817,2413.6582488479507,1944.4165360983031,1516.6775268817057,1020.0725268817197,1925.2151612903135,2396.9009293394665,2891.8227956988912,0,0,0,1004.3804608294935,1200.9144777265826]
[null,null,null,"2017-05-04",5,2017,"52017",3360,18814.623776418128,21984.552788812824,21092.22106705885,18159.776871126942,20177.583136024012,22928.326720165343,null,23557.49389003641,23549.960134276309,24332.026894962939,24810.880128714456,22707.183831241146,22806.531197362201,null,0,0,0,21359.764396949267,23725.081074209254,null,null,null,null,null,null,null,null,null,null,null,null,null,null,null,null,null,null,null,null,null,null,null,null,null,"2017-05-04",5,2017,"52017",3360,4021.2541090629902,3011.9744239631336,2710.6919815668289,1945.4234331797115,2561.3091013824765,2414.3268509984878,1945.0051382488402,1516.7203225806304,1020.3609139784936,1925.7259139784851,2397.6368433179614,2892.8694623655579,0,0,0,1004.5355145929342,1201.0056605222815]
[null,null,null,"2017-05-07",5,2017,"52017",3360,18821.049582869746,21994.210853328957,21101.346873510462,18168.554290481785,20184.908942475628,22936.813816939539,null,23567.24872874609,23559.676263308564,24345.381733672621,24822.638193230581,22716.967702208891,22815.560229620267,null,0,0,0,21369.625687271851,23734.710106467322,null,null,null,null,null,null,null,null,null,null,null,null,null,null,null,null,null,null,null,null,null,null,null,null,null,"2017-05-07",5,2017,"52017",3360,4022.1641090629901,3012.5244239631338,2711.0019815668293,1945.5934331797114,2561.6791013824768,2414.6468509984875,1945.26513824884,1516.7403225806304,1020.5409139784934,1925.9759139784849,2397.9468433179618,2893.2794623655582,0,0,0,1004.6155145929341,1201.0256605222814]
[null,null,null,"2017-05-13",5,2017,"52017",3360,18833.901195772982,22013.526982361225,21119.598486413684,18186.109129191471,20199.560555378859,22953.78801048793,null,23586.758406165449,23579.108521373073,24372.091411091984,24846.154322262832,22736.535444144381,22833.618294136399,null,0,0,0,21389.348267917019,23753.968170983459,null,null,null,null,null,null,null,null,null,null,null,null,null,null,null,null,null,null,null,null,null,null,null,null,null,"2017-05-13",5,2017,"52017",3360,4023.9841090629898,3013.6244239631342,2711.6219815668301,1945.9334331797111,2562.4191013824775,2415.2868509984869,1945.7851382488395,1516.7803225806304,1020.9009139784931,1926.4759139784844,2398.5668433179626,2894.0994623655588,0,0,0,1004.775514592934,1201.0656605222814]
[null,null,null,"2017-05-22",5,2017,"52017",3360,18853.178615127836,22042.501175909627,21146.975905768519,18212.441387256,20221.537974733707,22979.249300810516,null,23616.022922294487,23608.256908469837,24412.155927221029,24881.428515811207,22765.887057047617,22860.705390910596,null,0,0,0,21418.932138884771,23782.855267757663,null,null,null,null,null,null,null,null,null,null,null,null,null,null,null,null,null,null,null,null,null,null,null,null,null,"2017-05-22",5,2017,"52017",3360,4026.7141090629893,3015.2744239631347,2712.5519815668313,1946.4434331797106,2563.5291013824785,2416.246850998486,1946.5651382488388,1516.8403225806303,1021.4409139784926,1927.2259139784837,2399.4968433179638,2895.3294623655597,0,0,0,1005.0155145929338,1201.1256605222814]
[null,null,null,"2017-05-31",5,2017,"52017",3360,18872.45603448269,22071.475369458029,21174.353325123353,18238.773645320529,20243.515394088554,23004.710591133102,null,23645.287438423526,23637.405295566601,24452.220443350074,24916.702709359583,22795.238669950853,22887.792487684794,null,0,0,0,21448.516009852523,23811.742364531867,null,null,null,null,null,null,null,null,null,null,null,null,null,null,null,null,null,null,null,null,null,null,null,null,null,"2017-05-31",5,2017,"52017",3360,4029.4441090629889,3016.9244239631353,2713.4819815668325,1946.9534331797101,2564.6391013824796,2417.2068509984852,1947.3451382488381,1516.9003225806302,1021.9809139784921,1927.975913978483,2400.426843317965,2896.5594623655606,0,0,0,1005.2555145929335,1201.1856605222813]
[null,null,null,"2017-06-08",6,2017,"62017",3360,18877.042701149359,22080.488702791365,21184.486658456684,18249.066978653864,20251.862060755233,23014.523924466426,null,23656.647438423512,23650.978628899935,24468.407110016749,24928.356042692903,22803.772003284179,22895.605821018118,null,0,0,0,21462.542676519195,23826.275697865192,null,null,null,null,null,null,null,null,null,null,null,null,null,null,null,null,null,null,null,null,null,null,null,null,null,"2017-06-08",6,2017,"62017",3360,4043.2763671275034,3026.2147465437793,2720.6045622119946,1951.1856912442261,2573.9810368663493,2425.3358832565496,1955.0096543778707,1524.1777419354696,1025.1809139784923,1935.5888172042899,2408.7107142857067,2907.0368817204007,0,0,0,1009.6942242703525,1206.8888863287332]
[null,null,null,"2017-06-17",6,2017,"62017",3360,18882.202701149363,22090.628702791368,21195.886658456682,18260.646978653866,20261.252060755247,23025.563924466416,null,23669.427438423496,23666.248628899935,24486.617110016759,24941.466042692889,22813.37200328417,22904.395821018108,null,0,0,0,21478.322676519201,23842.625697865184,null,null,null,null,null,null,null,null,null,null,null,null,null,null,null,null,null,null,null,null,null,null,null,null,null,"2017-06-17",6,2017,"62017",3360,4058.8376574500821,3036.6663594470037,2728.6174654378019,1955.9469815668065,2584.4907142857028,2434.481044546872,1963.6322350230323,1532.3648387096639,1028.7809139784931,1944.1533333333225,2418.0300691244161,2918.8239784945958,0,0,0,1014.6877726574488,1213.3050153609915]
[null,null,null,"2017-06-26",6,2017,"62017",3360,18887.362701149366,22100.768702791371,21207.28665845668,18272.226978653867,20270.642060755261,23036.603924466406,null,23682.20743842348,23681.518628899936,24504.827110016769,24954.576042692875,22822.972003284161,22913.185821018098,null,0,0,0,21494.102676519207,23858.975697865175,null,null,null,null,null,null,null,null,null,null,null,null,null,null,null,null,null,null,null,null,null,null,null,null,null,"2017-06-26",6,2017,"62017",3360,4074.3989477726609,3047.1179723502282,2736.6303686636093,1960.7082718893869,2595.0003917050562,2443.6262058371944,1972.2548156681939,1540.5519354838582,1032.3809139784939,1952.7178494623552,2427.3494239631254,2930.611075268791,0,0,0,1019.6813210445451,1219.7211443932499]
[null,null,null,"2017-07-05",7,2017,"72017",3360,18891.027002224633,22108.597950103202,21215.917841252372,18280.018806610864,20277.347652153112,23045.300913713712,null,23693.242277133155,23694.934327824663,24521.001088511406,24966.741419036956,22830.964476402445,22920.657003813787,null,0,0,0,21506.486977594472,23873.323009693133,null,null,null,null,null,null,null,null,null,null,null,null,null,null,null,null,null,null,null,null,null,null,null,null,null,"2017-07-05",7,2017,"72017",3360,4101.4150768049185,3066.3964669738839,2752.2916589861907,1971.4910675883116,2611.7213594469904,2456.7573886328942,1984.6037403993771,1549.3239784946111,1039.864247311828,1964.4409677419249,2443.0080261136627,2950.2331182795438,0,0,0,1027.0673425499212,1227.0227572964764]
[null,null,null,"2017-07-07",7,2017,"72017",3360,18891.575389321406,22109.926982361267,21217.343647703983,18281.076871126996,20278.360555378917,23046.81704274597,null,23695.384212617028,23697.585940727888,24524.233346575926,24969.276902907925,22832.454798983093,22922.082810265398,null,0,0,0,21508.635364691243,23876.155267757651,null,null,null,null,null,null,null,null,null,null,null,null,null,null,null,null,null,null,null,null,null,null,null,null,null,"2017-07-07",7,2017,"72017",3360,4109.4550768049194,3072.2498003072174,2757.1316589861908,1974.9577342549783,2616.5413594469901,2460.3840552995612,1988.0104070660439,1551.3773118279444,1042.2175806451614,1967.6076344085914,2447.6146927803293,2955.9864516128769,0,0,0,1029.1340092165879,1228.8027572964766]
[null,null,null,"2017-07-14",7,2017,"72017",3360,18893.494744160111,22114.578595264495,21222.333970284621,18284.780096933457,20281.905716669233,23052.123494358872,null,23702.880986810582,23706.866585889173,24535.546249801744,24978.151096456313,22837.670928015363,22927.073132846035,null,0,0,0,21516.154719529943,23886.068170983464,null,null,null,null,null,null,null,null,null,null,null,null,null,null,null,null,null,null,null,null,null,null,null,null,null,"2017-07-14",7,2017,"72017",3360,4137.5950768049224,3092.7364669738845,2774.0716589861913,1987.0910675883117,2633.4113594469891,2473.0773886328957,1999.9337403993775,1558.5639784946109,1050.4542473118286,1978.6909677419242,2463.7380261136623,2976.1231182795427,0,0,0,1036.367342549921,1235.0327572964773]
[null,null,null,"2017-07-23",7,2017,"72017",3360,18895.962486095588,22120.559240425788,21228.750099316869,18289.541387256049,20286.463781185354,23058.946075004031,null,23712.519696488009,23718.798843953682,24550.091411092082,24989.56077387567,22844.37737962828,22933.489261878283,null,0,0,0,21525.822461465414,23898.813332273796,null,null,null,null,null,null,null,null,null,null,null,null,null,null,null,null,null,null,null,null,null,null,null,null,null,"2017-07-23",7,2017,"72017",3360,4173.7750768049264,3119.0764669738851,2795.851658986192,2002.6910675883119,2655.1013594469878,2489.3973886328972,2015.2637403993779,1567.8039784946106,1061.0442473118292,1992.9409677419235,2484.4680261136618,3002.0131182795417,0,0,0,1045.6673425499207,1243.0427572964782]
[null,null,null,"2017-08-01",8,2017,"82017",3360,18898.730228031065,22127.143111393532,21235.753325123311,18294.68009693348,20291.425071507925,23066.307365326611,null,23722.597115842855,23730.66981169561,24564.54302399532,25001.309160972447,22851.416089305712,22940.366681233114,null,0,0,0,21535.845042110563,23911.655267757676,null,null,null,null,null,null,null,null,null,null,null,null,null,null,null,null,null,null,null,null,null,null,null,null,null,"2017-08-01",8,2017,"82017",3360,4210.0899155146071,3145.3639938556062,2817.8310138249021,2018.7480568356239,2677.2426497695674,2506.6072811060167,2030.8549231950772,1577.0624731182663,1071.2124193548404,2007.1882795698798,2505.1463056835541,3027.6587096773901,0,0,0,1054.9275576036839,1251.2724347158337]
[null,null,null,"2017-08-08",{"$f":"MONTH(D3992)","v":8},{"$f":"YEAR(D3992)","v":2017},{"$f":"E3992&F3992","v":"82017"},3360,{"$f":"SUMIF($AF$268:$AF$411,$G3992,AG$268:AG$411)+I3991","v":18902.749582869765},{"$f":"SUMIF($AF$268:$AF$411,$G3992,AH$268:AH$411)+J3991","v":22136.017304941921},{"$f":"SUMIF($AF$268:$AF$411,$G3992,AI$268:AI$411)+K3991","v":21244.853325123306},{"$f":"SUMIF($AF$268:$AF$411,$G3992,AJ$268:AJ$411)+L3991","v":18301.025258223806},{"$f":"SUMIF($AF$268:$AF$411,$G3992,AK$268:AK$411)+M3991","v":20297.792813443397},{"$f":"SUMIF($AF$268:$AF$411,$G3992,AL$268:AL$411)+N3991","v":23075.384784681461},null,{"$f":"SUMIF($AF$268:$AF$411,$G3992,AM$268:AM$411)+P3991","v":23733.164857778342},{"$f":"SUMIF($AF$268:$AF$411,$G3992,AN$268:AN$411)+Q3991","v":23739.521424598828},{"$f":"SUMIF($AF$268:$AF$411,$G3992,AO$268:AO$411)+R3991","v":24575.20108851144},{"$f":"SUMIF($AF$268:$AF$411,$G3992,AP$268:AP$411)+S3991","v":25012.554322262778},{"$f":"SUMIF($AF$268:$AF$411,$G3992,AQ$268:AQ$411)+T3991","v":22858.958024789583},{"$f":"SUMIF($AF$268:$AF$411,$G3992,AR$268:AR$411)+U3991","v":22948.586036071829},null,{"$f":"SUMIF($AF$268:$AF$411,$G3992,AS$268:AS$411)+W3991","v":0},{"$f":"SUMIF($AF$268:$AF$411,$G3992,AT$268:AT$411)+X3991","v":0},{"$f":"SUMIF($AF$268:$AF$411,$G3992,AU$268:AU$411)+Y3991","v":0},{"$f":"SUMIF($AF$268:$AF$411,$G3992,AV$268:AV$411)+Z3991","v":21545.848267917008},{"$f":"SUMIF($AF$268:$AF$411,$G3992,AW$268:AW$411)+AA3991","v":23922.245590338334},null,null,null,null,null,null,null,null,null,null,null,null,null,null,null,null,null,null,null,null,null,null,null,null,null,"2017-08-08",{"$f":"MONTH(BA3992)","v":8},{"$f":"YEAR(BA3992)","v":2017},{"$f":"BB3992&BC3992","v":"82017"},3360,{"$f":"SUMIF($AF$268:$AF$411,$G3992,CB$441:CB$522)+BF3991","v":4239.1737864823481},{"$f":"SUMIF($AF$268:$AF$411,$G3992,CC$441:CC$522)+BG3991","v":3165.4833486943166},{"$f":"SUMIF($AF$268:$AF$411,$G3992,CD$441:CD$522)+BH3991","v":2836.1664976958691},{"$f":"SUMIF($AF$268:$AF$411,$G3992,CE$441:CE$522)+BI3991","v":2034.0803149001404},{"$f":"SUMIF($AF$268:$AF$411,$G3992,CF$441:CF$522)+BJ3991","v":2697.2716820276328},{"$f":"SUMIF($AF$268:$AF$411,$G3992,CG$441:CG$522)+BK3991","v":2525.5298617511767},{"$f":"SUMIF($AF$268:$AF$411,$G3992,CH$441:CH$522)+BL3991","v":2044.6065360983032},{"$f":"SUMIF($AF$268:$AF$411,$G3992,CI$441:CI$522)+BM3991","v":1584.3786021505241},{"$f":"SUMIF($AF$268:$AF$411,$G3992,CJ$441:CJ$522)+BN3991","v":1076.4962903225824},{"$f":"SUMIF($AF$268:$AF$411,$G3992,CK$441:CK$522)+BO3991","v":2018.2527956989115},{"$f":"SUMIF($AF$268:$AF$411,$G3992,CL$441:CL$522)+BP3991","v":2520.9075960061364},{"$f":"SUMIF($AF$268:$AF$411,$G3992,CM$441:CM$522)+BQ3991","v":3046.0845161290022},{"$f":"SUMIF($AF$268:$AF$411,$G3992,CN$441:CN$522)+BR3991","v":0},{"$f":"SUMIF($AF$268:$AF$411,$G3992,CO$441:CO$522)+BS3991","v":0},{"$f":"SUMIF($AF$268:$AF$411,$G3992,CP$441:CP$522)+BT3991","v":0},{"$f":"SUMIF($AF$268:$AF$411,$G3992,CQ$441:CQ$522)+BU3991","v":1061.8823963133614},{"$f":"SUMIF($AF$268:$AF$411,$G3992,CR$441:CR$522)+BV3991","v":1259.0401766513169}]
[null,null,null,"2017-08-18",8,2017,"82017",3360,18908.491518353621,22148.694724296762,21257.853325123298,18310.089774352844,20306.889587636928,23088.35252661696,null,23748.261631971895,23752.166585889139,24590.426894963039,25028.618838391823,22869.732218337969,22960.327971555707,null,0,0,0,21560.138590497645,23937.374622596417,null,null,null,null,null,null,null,null,null,null,null,null,null,null,null,null,null,null,null,null,null,null,null,null,null,"2017-08-18",8,2017,"82017",3360,4280.7221735791209,3194.2252841781888,2862.3600460829648,2055.9835407065916,2725.8845852534405,2552.5621198156909,2064.2516973886259,1594.8302150537495,1084.0446774193565,2034.059247311814,2543.4237250383967,3072.4070967741623,0,0,0,1071.8178801843292,1270.1369508448643]
[null,null,null,"2017-08-27",8,2017,"82017",3360,18913.659260289092,22160.104401716118,21269.553325123292,18318.247838868978,20315.076684411106,23100.023494358909,null,23761.848728746092,23763.547231050419,24604.130120769478,25043.076902907964,22879.428992531517,22970.895713491198,null,0,0,0,21572.999880820218,23950.990751628691,null,null,null,null,null,null,null,null,null,null,null,null,null,null,null,null,null,null,null,null,null,null,null,null,null,"2017-08-27",8,2017,"82017",3360,4318.1157219662164,3220.0930261136737,2885.9342396313509,2075.6964439323965,2751.6361981566674,2576.8911520737538,2081.9323425499165,1604.2366666666524,1090.8382258064532,2048.2850537634263,2563.688241167431,3096.0974193548063,0,0,0,1080.7598156682002,1280.1240476190569]
[null,null,null,"2017-09-05",9,2017,"92017",3360,18924.05603448263,22177.708702791395,21286.986658456623,18330.673645320585,20327.832060755187,23117.610591133107,null,23781.187438423513,23781.138628899884,24624.170443350122,25063.61937602625,22895.022003284212,22987.975821018077,null,0,0,0,21590.066009852475,23971.542364531932,null,null,null,null,null,null,null,null,null,null,null,null,null,null,null,null,null,null,null,null,null,null,null,null,null,"2017-09-05",9,2017,"92017",3360,4348.9447542242788,3242.7027035330279,2906.5245622119955,2091.6512826420735,2772.4200691244105,2596.6879262673024,2097.3065360983037,1613.4495698924586,1099.2769354838722,2061.3979569892331,2581.8559831029165,3117.4329032257729,0,0,0,1088.1533640552973,1288.7401766513142]
[null,null,null,"2017-09-13",9,2017,"92017",3360,18937.016034482622,22197.762036124739,21306.559991789956,18344.753645320572,20342.418727421857,23137.450591133103,null,23802.467438423511,23801.191962233228,24646.490443350129,25086.20604269292,22913.075336617556,23007.789154351402,null,0,0,0,21608.226009852478,23994.742364531943,null,null,null,null,null,null,null,null,null,null,null,null,null,null,null,null,null,null,null,null,null,null,null,null,null,"2017-09-13",9,2017,"92017",3360,4371.680238095244,3260.4833486943166,2922.7052073732857,2103.1609600614288,2787.3620046082824,2611.0621198156909,2109.3323425499166,1621.5011827956844,1107.9479032258071,2072.2624731182664,2596.5140476190468,3134.7232258064168,0,0,0,1093.6243317972333,1295.4240476190555]
[null,null,null,"2017-09-14",9,2017,"92017",3360,18938.636034482621,22200.268702791407,21309.006658456623,18346.513645320571,20344.24206075519,23139.930591133103,null,23805.127438423511,23803.698628899896,24649.28044335013,25089.029376026254,22915.332003284224,23010.265821018067,null,0,0,0,21610.496009852479,23997.642364531945,null,null,null,null,null,null,null,null,null,null,null,null,null,null,null,null,null,null,null,null,null,null,null,null,null,"2017-09-14",9,2017,"92017",3360,4374.5221735791147,3262.7059293394777,2924.727788018447,2104.5996697388482,2789.2297465437664,2612.8588940092395,2110.8355683563682,1622.5076344085876,1109.0317741935489,2073.6205376343955,2598.3463056835631,3136.8845161289973,0,0,0,1094.3082027649752,1296.2595314900232]
[null,null,null,"2017-09-23",9,2017,"92017",3360,18953.216034482612,22222.828702791419,21331.026658456623,18362.353645320556,20360.652060755194,23162.250591133099,null,23829.06743842351,23826.258628899908,24674.390443350138,25114.439376026257,22935.642003284236,23032.555821018057,null,0,0,0,21630.926009852483,24023.742364531958,null,null,null,null,null,null,null,null,null,null,null,null,null,null,null,null,null,null,null,null,null,null,null,null,null,"2017-09-23",9,2017,"92017",3360,4400.0995929339506,3282.7091551459275,2942.9310138248984,2117.5480568356229,2806.0394239631223,2629.0298617511767,2124.3646006144327,1631.5656989247166,1118.7866129032257,2085.843118279558,2614.8366282642096,3156.3361290322218,0,0,0,1100.4630414746532,1303.7788863287321]
[null,null,null,"2017-10-02",10,2017,"102017",3360,18969.29151835357,22247.039885587124,21354.650099316837,18379.796225965707,20378.834748927242,23186.126720165354,null,23854.861631971897,23851.456908469809,24700.772056253372,25141.267225488624,22957.864476402523,23056.43442316859,null,0,0,0,21653.048267917005,24052.261719370676,null,null,null,null,null,null,null,null,null,null,null,null,null,null,null,null,null,null,null,null,null,null,null,null,null,"2017-10-02",10,2017,"102017",3360,4422.4198079877115,3299.9738863287221,2958.5890783410273,2128.712357910892,2820.7602841781768,2643.0006144393501,2135.9671812595939,1639.4108602150393,1126.8403763440854,2096.2095698924618,2628.9157680491567,3173.2184946236184,0,0,0,1105.6968049155139,1310.0672734255058]
[null,null,null,"2017-10-11",{"$f":"MONTH(D4056)","v":10},{"$f":"YEAR(D4056)","v":2017},{"$f":"E4056&F4056","v":"102017"},3360,{"$f":"SUMIF($AF$268:$AF$411,$G4056,AG$268:AG$411)+I4055","v":18990.601195772913},{"$f":"SUMIF($AF$268:$AF$411,$G4056,AH$268:AH$411)+J4055","v":22277.030208167755},{"$f":"SUMIF($AF$268:$AF$411,$G4056,AI$268:AI$411)+K4055","v":21383.885583187799},{"$f":"SUMIF($AF$268:$AF$411,$G4056,AJ$268:AJ$411)+L4055","v":18402.847838868936},{"$f":"SUMIF($AF$268:$AF$411,$G4056,AK$268:AK$411)+M4055","v":20403.221845701446},{"$f":"SUMIF($AF$268:$AF$411,$G4056,AL$268:AL$411)+N4055","v":23215.449300810513},null,{"$f":"SUMIF($AF$268:$AF$411,$G4056,AM$268:AM$411)+P4055","v":23887.145502939642},{"$f":"SUMIF($AF$268:$AF$411,$G4056,AN$268:AN$411)+Q4055","v":23885.889166534318},{"$f":"SUMIF($AF$268:$AF$411,$G4056,AO$268:AO$411)+R4055","v":24731.604314317901},{"$f":"SUMIF($AF$268:$AF$411,$G4056,AP$268:AP$411)+S4055","v":25173.057548069261},{"$f":"SUMIF($AF$268:$AF$411,$G4056,AQ$268:AQ$411)+T4055","v":22986.780605434771},{"$f":"SUMIF($AF$268:$AF$411,$G4056,AR$268:AR$411)+U4055","v":23085.873132846024},null,{"$f":"SUMIF($AF$268:$AF$411,$G4056,AS$268:AS$411)+W4055","v":0},{"$f":"SUMIF($AF$268:$AF$411,$G4056,AT$268:AT$411)+X4055","v":0},{"$f":"SUMIF($AF$268:$AF$411,$G4056,AU$268:AU$411)+Y4055","v":0},{"$f":"SUMIF($AF$268:$AF$411,$G4056,AV$268:AV$411)+Z4055","v":21681.093429207343},{"$f":"SUMIF($AF$268:$AF$411,$G4056,AW$268:AW$411)+AA4055","v":24089.24881614486},null,null,null,null,null,null,null,null,null,null,null,null,null,null,null,null,null,null,null,null,null,null,null,null,null,"2017-10-11",{"$f":"MONTH(BA4056)","v":10},{"$f":"YEAR(BA4056)","v":2017},{"$f":"BB4056&BC4056","v":"102017"},3360,{"$f":"SUMIF($AF$268:$AF$411,$G4056,CB$441:CB$522)+BF4055","v":4433.3398079877097},{"$f":"SUMIF($AF$268:$AF$411,$G4056,CC$441:CC$522)+BG4055","v":3307.6538863287233},{"$f":"SUMIF($AF$268:$AF$411,$G4056,CD$441:CD$522)+BH4055","v":2965.3390783410273},{"$f":"SUMIF($AF$268:$AF$411,$G4056,CE$441:CE$522)+BI4055","v":2133.6323579108916},{"$f":"SUMIF($AF$268:$AF$411,$G4056,CF$441:CF$522)+BJ4055","v":2828.1702841781762},{"$f":"SUMIF($AF$268:$AF$411,$G4056,CG$441:CG$522)+BK4055","v":2649.2706144393505},{"$f":"SUMIF($AF$268:$AF$411,$G4056,CH$441:CH$522)+BL4055","v":2140.8271812595935},{"$f":"SUMIF($AF$268:$AF$411,$G4056,CI$441:CI$522)+BM4055","v":1643.0108602150401},{"$f":"SUMIF($AF$268:$AF$411,$G4056,CJ$441:CJ$522)+BN4055","v":1128.9403763440855},{"$f":"SUMIF($AF$268:$AF$411,$G4056,CK$441:CK$522)+BO4055","v":2100.0795698924603},{"$f":"SUMIF($AF$268:$AF$411,$G4056,CL$441:CL$522)+BP4055","v":2634.5557680491556},{"$f":"SUMIF($AF$268:$AF$411,$G4056,CM$441:CM$522)+BQ4055","v":3181.1084946236174},{"$f":"SUMIF($AF$268:$AF$411,$G4056,CN$441:CN$522)+BR4055","v":0},{"$f":"SUMIF($AF$268:$AF$411,$G4056,CO$441:CO$522)+BS4055","v":0},{"$f":"SUMIF($AF$268:$AF$411,$G4056,CP$441:CP$522)+BT4055","v":0},{"$f":"SUMIF($AF$268:$AF$411,$G4056,CQ$441:CQ$522)+BU4055","v":1107.7068049155141},{"$f":"SUMIF($AF$268:$AF$411,$G4056,CR$441:CR$522)+BV4055","v":1312.0472734255061}]
[null,null,null,"2017-10-21",10,2017,"102017",3360,19014.27861512774,22310.352788812899,21416.369454155534,18428.460742094747,20430.318619895006,23248.029945971801,null,23923.016470681581,23924.14723105044,24765.862378834045,25208.380128714412,23018.909637692825,23118.582810265394,null,0,0,0,21712.254719529941,24130.345590338398,null,null,null,null,null,null,null,null,null,null,null,null,null,null,null,null,null,null,null,null,null,null,null,null,null,"2017-10-21",10,2017,"102017",3360,4445.4731413210411,3316.1872196620579,2972.8390783410273,2139.0990245775579,2836.4036175115089,2656.2372811060177,2146.2271812595932,1647.010860215041,1131.273709677419,2104.3795698924587,2640.8224347158211,3189.8751612902829,0,0,0,1109.9401382488477,1314.2472734255064]
[null,null,null,"2017-10-28",10,2017,"102017",3360,19030.852808676118,22333.6785952645,21439.108163832949,18446.389774352814,20449.286361830498,23270.836397584702,null,23948.126148100939,23950.927876211725,24789.843023995345,25233.105935166019,23041.399960273462,23141.479584458953,null,0,0,0,21734.06762275576,24159.113332273875,null,null,null,null,null,null,null,null,null,null,null,null,null,null,null,null,null,null,null,null,null,null,null,null,null,"2017-10-28",10,2017,"102017",3360,4453.9664746543731,3322.1605529953922,2978.0890783410273,2142.9256912442243,2842.1669508448417,2661.1139477726847,2150.0071812595929,1649.8108602150417,1132.9070430107524,2107.3895698924575,2645.209101382487,3196.0118279569488,0,0,0,1111.5034715821812,1315.7872734255066]
[null,null,null,"2017-11-06",11,2017,"112017",3360,19084.136034482566,22395.51536945804,21499.793325123279,18493.653645320566,20505.115394088571,23332.15059113309,null,24011.067438423521,24019.98529556657,24854.700443350197,25300.922709359565,23102.778669950876,23206.412487684775,null,0,0,0,21784.696009852545,24226.74236453194,null,null,null,null,null,null,null,null,null,null,null,null,null,null,null,null,null,null,null,null,null,null,null,null,null,"2017-11-06",11,2017,"112017",3360,4460.9935714285657,3326.6560368663613,2982.8358525345761,2146.0366589861583,2846.6498540706489,2664.8491090630087,2153.4465360983036,1651.8044086021393,1134.4586559139789,2110.2860215053615,2648.8891013824878,3201.041827956949,0,0,0,1113.063794162827,1316.9504992319578]
[null,null,null,"2017-11-15",11,2017,"112017",3360,19153.406034482567,22473.275369458035,21576.203325123293,18553.02364532058,20576.665394088577,23409.460591133091,null,24089.337438423521,24106.355295566584,24936.570443350211,25386.752709359567,23180.388669950873,23289.092487684789,null,0,0,0,21846.616009852554,24309.692364531944,null,null,null,null,null,null,null,null,null,null,null,null,null,null,null,null,null,null,null,null,null,null,null,null,null,"2017-11-15",11,2017,"112017",3360,4466.0742165898555,3329.5592626728144,2986.5810138248994,2148.2431105990595,2849.6692089093599,2667.3168509984944,2156.1755683563697,1652.9947311827855,1135.7360752688185,2112.6956989247183,2651.5891013824894,3204.6418279569498,0,0,0,1114.3992780337956,1317.7053379416345]
[null,null,null,"2017-11-22",11,2017,"112017",3360,19207.282701149234,22533.755369458031,21635.633325123305,18599.200311987257,20632.315394088582,23469.590591133092,null,24150.214105090188,24173.531962233261,25000.247110016888,25453.509376026235,23240.752003284204,23353.399154351468,null,0,0,0,21894.776009852561,24374.209031198614,null,null,null,null,null,null,null,null,null,null,null,null,null,null,null,null,null,null,null,null,null,null,null,null,null,"2017-11-22",11,2017,"112017",3360,4470.0258294930809,3331.8173271889445,2989.4939170507064,2149.959239631316,2852.0175960061351,2669.2362058372055,2158.2981490015322,1653.9205376343991,1136.7296236559159,2114.5698924731068,2653.6891013824907,3207.4418279569504,0,0,0,1115.4379877112156,1318.2924347158275]
[null,null,null,"2017-11-24",11,2017,"112017",3360,19222.676034482567,22551.03536945803,21652.613325123308,18612.393645320593,20648.215394088584,23486.770591133092,null,24167.607438423522,24192.725295566597,25018.440443350224,25472.582709359569,23257.99866995087,23371.772487684804,null,0,0,0,21908.536009852563,24392.642364531948,null,null,null,null,null,null,null,null,null,null,null,null,null,null,null,null,null,null,null,null,null,null,null,null,null,"2017-11-24",11,2017,"112017",3360,4471.1548617511453,3332.4624884792674,2990.3261751152227,2150.4495622119607,2852.6885637480709,2669.7845929339801,2158.9046006144358,1654.1850537634316,1137.0134946236581,2115.105376344075,2654.289101382491,3208.2418279569506,0,0,0,1115.7347619047641,1318.4601766513113]
[null,null,null,"2017-12-03",12,2017,"122017",3360,19298.033453837408,22633.949563006408,21733.166228349124,18676.863967901252,20724.74442634665,23570.139623391155,null,24252.022922294494,24284.331102018215,25104.830120769588,25564.844644843441,23342.380605434741,23460.308616717073,null,0,0,0,21976.06117114289,24479.703654854533,null,null,null,null,null,null,null,null,null,null,null,null,null,null,null,null,null,null,null,null,null,null,null,null,null,"2017-12-03",12,2017,"122017",3360,4474.5619585253398,3334.3979723502362,2992.8229493087715,2151.9305299538955,2854.7014669738783,2671.4297542243039,2160.7239554531466,1654.978602150529,1137.8651075268845,2116.7118279569795,2656.0891013824921,3210.6418279569511,0,0,0,1116.6250844854098,1318.9634024577624]
[null,null,null,"2017-12-12",12,2017,"122017",3360,19385.565711901931,22727.172143651555,21822.004938026545,18751.534935643202,20811.231523120834,23665.626720165339,null,24348.729373907412,24386.408521373043,25200.259153027651,25669.970451295052,23440.306411886359,23560.55700381385,null,0,0,0,22054.796655013852,24574.987525822278,null,null,null,null,null,null,null,null,null,null,null,null,null,null,null,null,null,null,null,null,null,null,null,null,null,"2017-12-12",12,2017,"122017",3360,4474.6219585253439,3334.3979723502362,2992.8229493087715,2151.9605299538975,2854.7014669738783,2671.4297542243039,2160.7239554531466,1654.978602150529,1137.8651075268845,2116.7118279569795,2656.0891013824921,3210.6418279569511,0,0,0,1116.6250844854098,1318.9634024577624]
[null,null,null,"2017-12-21",12,2017,"122017",3360,19473.097969966453,22820.394724296701,21910.843647703965,18826.205903385151,20897.718619895018,23761.113816939524,null,24445.43582552033,24488.485940727871,25295.688185285715,25775.096257746663,23538.232218337977,23660.805390910627,null,0,0,0,22133.532138884813,24670.271396790024,null,null,null,null,null,null,null,null,null,null,null,null,null,null,null,null,null,null,null,null,null,null,null,null,null,"2017-12-21",12,2017,"122017",3360,4474.6819585253479,3334.3979723502362,2992.8229493087715,2151.9905299538996,2854.7014669738783,2671.4297542243039,2160.7239554531466,1654.978602150529,1137.8651075268845,2116.7118279569795,2656.0891013824921,3210.6418279569511,0,0,0,1116.6250844854098,1318.9634024577624]
[null,null,null,"2017-12-29",12,2017,"122017",3360,19550.904421579362,22903.259240425719,21989.81138963945,18892.580096933551,20974.596039249849,23845.991236294354,null,24531.397115842923,24579.221424598829,25380.513991737327,25868.541419036985,23625.277379628304,23749.915068329985,null,0,0,0,22203.519235659001,24754.968170983575,null,null,null,null,null,null,null,null,null,null,null,null,null,null,null,null,null,null,null,null,null,null,null,null,null,"2017-12-29",12,2017,"122017",3360,4474.7352918586848,3334.3979723502362,2992.8229493087715,2152.017196620568,2854.7014669738783,2671.4297542243039,2160.7239554531466,1654.978602150529,1137.8651075268845,2116.7118279569795,2656.0891013824921,3210.6418279569511,0,0,0,1116.6250844854098,1318.9634024577624]
[null,null,null,"2018-01-07",1,2018,"12018",3360,19631.752808676149,22990.588272683777,22072.033970284621,18967.047838869039,21059.954103765976,23939.739623391124,null,24625.30356745583,24677.934327824631,25475.017217543769,25970.257548069254,23720.064476402502,23845.466681233218,null,0,0,0,22286.906332433191,24854.000429048097,null,null,null,null,null,null,null,null,null,null,null,null,null,null,null,null,null,null,null,null,null,null,null,null,null,"2018-01-07",1,2018,"12018",3360,4474.7486251920191,3334.3979723502362,2992.8229493087715,2152.0238632872351,2854.7014669738783,2671.4297542243039,2160.7239554531466,1654.978602150529,1137.8651075268845,2116.7118279569795,2656.0891013824921,3210.6418279569511,0,0,0,1116.6250844854098,1318.9634024577624]
[null,null,null,"2018-01-16",1,2018,"12018",3360,19710.691518353582,23076.233433974096,22152.36622834915,19041.457516288396,21144.989587636945,24032.991236294347,null,24718.410019068735,24775.685940727853,25569.255927221177,26070.99948355314,23813.954798983152,23939.676358652581,null,0,0,0,22371.622461465446,24954.103654854556,null,null,null,null,null,null,null,null,null,null,null,null,null,null,null,null,null,null,null,null,null,null,null,null,null,"2018-01-16",1,2018,"12018",3360,4474.7486251920191,3334.3979723502362,2992.8229493087715,2152.0238632872351,2854.7014669738783,2671.4297542243039,2160.7239554531466,1654.978602150529,1137.8651075268845,2116.7118279569795,2656.0891013824921,3210.6418279569511,0,0,0,1116.6250844854098,1318.9634024577624]
[null,null,null,"2018-01-22",1,2018,"12018",3360,19763.317324805204,23133.330208167641,22205.921067058836,19091.0639679013,21201.67991021759,24095.158978229829,null,24780.480986810671,24840.853682663335,25632.081733672781,26138.16077387573,23876.548347370252,24002.48281026549,null,0,0,0,22428.099880820282,25020.839138725529,null,null,null,null,null,null,null,null,null,null,null,null,null,null,null,null,null,null,null,null,null,null,null,null,null,"2018-01-22",1,2018,"12018",3360,4474.7486251920191,3334.3979723502362,2992.8229493087715,2152.0238632872351,2854.7014669738783,2671.4297542243039,2160.7239554531466,1654.978602150529,1137.8651075268845,2116.7118279569795,2656.0891013824921,3210.6418279569511,0,0,0,1116.6250844854098,1318.9634024577624]
[null,null,null,"2018-01-25",1,2018,"12018",3360,19789.630228031016,23161.878595264414,22232.698486413679,19115.867193707752,21230.025071507913,24126.24284919757,null,24811.516470681639,24873.437553631076,25663.494636898584,26171.741419037025,23907.845121563802,24033.886036071945,null,0,0,0,22456.3385904977,25054.206880661015,null,null,null,null,null,null,null,null,null,null,null,null,null,null,null,null,null,null,null,null,null,null,null,null,null,"2018-01-25",1,2018,"12018",3360,4474.7486251920191,3334.3979723502362,2992.8229493087715,2152.0238632872351,2854.7014669738783,2671.4297542243039,2160.7239554531466,1654.978602150529,1137.8651075268845,2116.7118279569795,2656.0891013824921,3210.6418279569511,0,0,0,1116.6250844854098,1318.9634024577624]
[null,null,null,"2018-02-03",2,2018,"22018",3360,19842.256034482638,23218.975369457959,22286.253325123365,19165.473645320657,21286.715394088558,24188.410591133052,null,24873.587438423576,24938.605295566558,25726.320443350189,26238.902709359616,23970.438669950901,24096.692487684853,null,0,0,0,22512.816009852537,25120.942364531988,null,null,null,null,null,null,null,null,null,null,null,null,null,null,null,null,null,null,null,null,null,null,null,null,null,"2018-02-03",2,2018,"22018",3360,4474.7486251920191,3334.3979723502362,2992.8229493087715,2152.0238632872351,2854.7014669738783,2671.4297542243039,2160.7239554531466,1654.978602150529,1137.8651075268845,2116.7118279569795,2656.0891013824921,3210.6418279569511,0,0,0,1116.6250844854098,1318.9634024577624]
[null,null,null,"2018-02-12",2,2018,"22018",3360,19842.256034482638,23218.975369457959,22286.253325123365,19165.473645320657,21286.715394088558,24188.410591133052,null,24873.587438423576,24938.605295566558,25726.320443350189,26238.902709359616,23970.438669950901,24096.692487684853,null,0,0,0,22512.816009852537,25120.942364531988,null,null,null,null,null,null,null,null,null,null,null,null,null,null,null,null,null,null,null,null,null,null,null,null,null,"2018-02-12",2,2018,"22018",3360,4474.7486251920191,3334.3979723502362,2992.8229493087715,2152.0238632872351,2854.7014669738783,2671.4297542243039,2160.7239554531466,1654.978602150529,1137.8651075268845,2116.7118279569795,2656.0891013824921,3210.6418279569511,0,0,0,1116.6250844854098,1318.9634024577624]
[null,null,null,"2018-02-20",2,2018,"22018",3360,19842.256034482638,23218.975369457959,22286.253325123365,19165.473645320657,21286.715394088558,24188.410591133052,null,24873.587438423576,24938.605295566558,25726.320443350189,26238.902709359616,23970.438669950901,24096.692487684853,null,0,0,0,22512.816009852537,25120.942364531988,null,null,null,null,null,null,null,null,null,null,null,null,null,null,null,null,null,null,null,null,null,null,null,null,null,"2018-02-20",2,2018,"22018",3360,4474.7486251920191,3334.3979723502362,2992.8229493087715,2152.0238632872351,2854.7014669738783,2671.4297542243039,2160.7239554531466,1654.978602150529,1137.8651075268845,2116.7118279569795,2656.0891013824921,3210.6418279569511,0,0,0,1116.6250844854098,1318.9634024577624]
[null,null,null,"2018-03-01",3,2018,"32018",3360,19842.256034482638,23218.975369457959,22286.253325123365,19165.473645320657,21286.715394088558,24188.410591133052,null,24873.587438423576,24938.605295566558,25726.320443350189,26238.902709359616,23970.438669950901,24096.692487684853,null,0,0,0,22512.816009852537,25120.942364531988,null,null,null,null,null,null,null,null,null,null,null,null,null,null,null,null,null,null,null,null,null,null,null,null,null,"2018-03-01",3,2018,"32018",3360,4474.7486251920191,3334.3979723502362,2992.8229493087715,2152.0238632872351,2854.7014669738783,2671.4297542243039,2160.7239554531466,1654.978602150529,1137.8651075268845,2116.7118279569795,2656.0891013824921,3210.6418279569511,0,0,0,1116.6250844854098,1318.9634024577624]
[null,null,null,"2018-03-10",3,2018,"32018",3360,19842.256034482638,23218.975369457959,22286.253325123365,19165.473645320657,21286.715394088558,24188.410591133052,null,24873.587438423576,24938.605295566558,25726.320443350189,26238.902709359616,23970.438669950901,24096.692487684853,null,0,0,0,22512.816009852537,25120.942364531988,null,null,null,null,null,null,null,null,null,null,null,null,null,null,null,null,null,null,null,null,null,null,null,null,null,"2018-03-10",3,2018,"32018",3360,4474.7486251920191,3334.3979723502362,2992.8229493087715,2152.0238632872351,2854.7014669738783,2671.4297542243039,2160.7239554531466,1654.978602150529,1137.8651075268845,2116.7118279569795,2656.0891013824921,3210.6418279569511,0,0,0,1116.6250844854098,1318.9634024577624]
[null,null,null,"2018-03-19",3,2018,"32018",3360,19842.256034482638,23218.975369457959,22286.253325123365,19165.473645320657,21286.715394088558,24188.410591133052,null,24873.587438423576,24938.605295566558,25726.320443350189,26238.902709359616,23970.438669950901,24096.692487684853,null,0,0,0,22512.816009852537,25120.942364531988,null,null,null,null,null,null,null,null,null,null,null,null,null,null,null,null,null,null,null,null,null,null,null,null,null,"2018-03-19",3,2018,"32018",3360,4474.7486251920191,3334.3979723502362,2992.8229493087715,2152.0238632872351,2854.7014669738783,2671.4297542243039,2160.7239554531466,1654.978602150529,1137.8651075268845,2116.7118279569795,2656.0891013824921,3210.6418279569511,0,0,0,1116.6250844854098,1318.9634024577624]
[null,null,null,"2018-03-24",3,2018,"32018",3360,19842.256034482638,23218.975369457959,22286.253325123365,19165.473645320657,21286.715394088558,24188.410591133052,null,24873.587438423576,24938.605295566558,25726.320443350189,26238.902709359616,23970.438669950901,24096.692487684853,null,0,0,0,22512.816009852537,25120.942364531988,null,null,null,null,null,null,null,null,null,null,null,null,null,null,null,null,null,null,null,null,null,null,null,null,null,"2018-03-24",3,2018,"32018",3360,4474.7486251920191,3334.3979723502362,2992.8229493087715,2152.0238632872351,2854.7014669738783,2671.4297542243039,2160.7239554531466,1654.978602150529,1137.8651075268845,2116.7118279569795,2656.0891013824921,3210.6418279569511,0,0,0,1116.6250844854098,1318.9634024577624]
[null,null,null,"2018-03-28",3,2018,"32018",3360,19842.256034482638,23218.975369457959,22286.253325123365,19165.473645320657,21286.715394088558,24188.410591133052,null,24873.587438423576,24938.605295566558,25726.320443350189,26238.902709359616,23970.438669950901,24096.692487684853,null,0,0,0,22512.816009852537,25120.942364531988,null,null,null,null,null,null,null,null,null,null,null,null,null,null,null,null,null,null,null,null,null,null,null,null,null,"2018-03-28",3,2018,"32018",3360,4474.7486251920191,3334.3979723502362,2992.8229493087715,2152.0238632872351,2854.7014669738783,2671.4297542243039,2160.7239554531466,1654.978602150529,1137.8651075268845,2116.7118279569795,2656.0891013824921,3210.6418279569511,0,0,0,1116.6250844854098,1318.9634024577624]
[null,null,null,"2018-04-06",4,2018,"42018",3360,19842.256034482638,23218.975369457959,22286.253325123365,19165.473645320657,21286.715394088558,24188.410591133052,null,24873.587438423576,24938.605295566558,25726.320443350189,26238.902709359616,23970.438669950901,24096.692487684853,null,0,0,0,22512.816009852537,25120.942364531988,null,null,null,null,null,null,null,null,null,null,null,null,null,null,null,null,null,null,null,null,null,null,null,null,null,"2018-04-06",4,2018,"42018",3360,4474.7486251920191,3334.3979723502362,2992.8229493087715,2152.0238632872351,2854.7014669738783,2671.4297542243039,2160.7239554531466,1654.978602150529,1137.8651075268845,2116.7118279569795,2656.0891013824921,3210.6418279569511,0,0,0,1116.6250844854098,1318.9634024577624]
[null,null,null,"2018-04-15",4,2018,"42018",3360,19842.256034482638,23218.975369457959,22286.253325123365,19165.473645320657,21286.715394088558,24188.410591133052,null,24873.587438423576,24938.605295566558,25726.320443350189,26238.902709359616,23970.438669950901,24096.692487684853,null,0,0,0,22512.816009852537,25120.942364531988,null,null,null,null,null,null,null,null,null,null,null,null,null,null,null,null,null,null,null,null,null,null,null,null,null,"2018-04-15",4,2018,"42018",3360,4474.7486251920191,3334.3979723502362,2992.8229493087715,2152.0238632872351,2854.7014669738783,2671.4297542243039,2160.7239554531466,1654.978602150529,1137.8651075268845,2116.7118279569795,2656.0891013824921,3210.6418279569511,0,0,0,1116.6250844854098,1318.9634024577624]
[null,null,null,"2018-04-22",4,2018,"42018",3360,19842.256034482638,23218.975369457959,22286.253325123365,19165.473645320657,21286.715394088558,24188.410591133052,null,24873.587438423576,24938.605295566558,25726.320443350189,26238.902709359616,23970.438669950901,24096.692487684853,null,0,0,0,22512.816009852537,25120.942364531988,null,null,null,null,null,null,null,null,null,null,null,null,null,null,null,null,null,null,null,null,null,null,null,null,null,"2018-04-22",4,2018,"42018",3360,4474.7486251920191,3334.3979723502362,2992.8229493087715,2152.0238632872351,2854.7014669738783,2671.4297542243039,2160.7239554531466,1654.978602150529,1137.8651075268845,2116.7118279569795,2656.0891013824921,3210.6418279569511,0,0,0,1116.6250844854098,1318.9634024577624]
[null,null,null,"2018-05-02",5,2018,"52018",3360,19842.256034482638,23218.975369457959,22286.253325123365,19165.473645320657,21286.715394088558,24188.410591133052,null,24873.587438423576,24938.605295566558,25726.320443350189,26238.902709359616,23970.438669950901,24096.692487684853,null,0,0,0,22512.816009852537,25120.942364531988,null,null,null,null,null,null,null,null,null,null,null,null,null,null,null,null,null,null,null,null,null,null,null,null,null,"2018-05-02",5,2018,"52018",3360,4474.7486251920191,3334.3979723502362,2992.8229493087715,2152.0238632872351,2854.7014669738783,2671.4297542243039,2160.7239554531466,1654.978602150529,1137.8651075268845,2116.7118279569795,2656.0891013824921,3210.6418279569511,0,0,0,1116.6250844854098,1318.9634024577624]
[null,null,null,"2018-05-11",5,2018,"52018",3360,19842.256034482638,23218.975369457959,22286.253325123365,19165.473645320657,21286.715394088558,24188.410591133052,null,24873.587438423576,24938.605295566558,25726.320443350189,26238.902709359616,23970.438669950901,24096.692487684853,null,0,0,0,22512.816009852537,25120.942364531988,null,null,null,null,null,null,null,null,null,null,null,null,null,null,null,null,null,null,null,null,null,null,null,null,null,"2018-05-11",5,2018,"52018",3360,4474.7486251920191,3334.3979723502362,2992.8229493087715,2152.0238632872351,2854.7014669738783,2671.4297542243039,2160.7239554531466,1654.978602150529,1137.8651075268845,2116.7118279569795,2656.0891013824921,3210.6418279569511,0,0,0,1116.6250844854098,1318.9634024577624]
[null,null,null,"2018-05-20",5,2018,"52018",3360,19842.256034482638,23218.975369457959,22286.253325123365,19165.473645320657,21286.715394088558,24188.410591133052,null,24873.587438423576,24938.605295566558,25726.320443350189,26238.902709359616,23970.438669950901,24096.692487684853,null,0,0,0,22512.816009852537,25120.942364531988,null,null,null,null,null,null,null,null,null,null,null,null,null,null,null,null,null,null,null,null,null,null,null,null,null,"2018-05-20",5,2018,"52018",3360,4474.7486251920191,3334.3979723502362,2992.8229493087715,2152.0238632872351,2854.7014669738783,2671.4297542243039,2160.7239554531466,1654.978602150529,1137.8651075268845,2116.7118279569795,2656.0891013824921,3210.6418279569511,0,0,0,1116.6250844854098,1318.9634024577624]
[null,null,null,"2018-05-21",5,2018,"52018",3360,19842.256034482638,23218.975369457959,22286.253325123365,19165.473645320657,21286.715394088558,24188.410591133052,null,24873.587438423576,24938.605295566558,25726.320443350189,26238.902709359616,23970.438669950901,24096.692487684853,null,0,0,0,22512.816009852537,25120.942364531988,null,null,null,null,null,null,null,null,null,null,null,null,null,null,null,null,null,null,null,null,null,null,null,null,null,"2018-05-21",5,2018,"52018",3360,4474.7486251920191,3334.3979723502362,2992.8229493087715,2152.0238632872351,2854.7014669738783,2671.4297542243039,2160.7239554531466,1654.978602150529,1137.8651075268845,2116.7118279569795,2656.0891013824921,3210.6418279569511,0,0,0,1116.6250844854098,1318.9634024577624]
[null,null,null,"2018-05-29",5,2018,"52018",3360,19842.256034482638,23218.975369457959,22286.253325123365,19165.473645320657,21286.715394088558,24188.410591133052,null,24873.587438423576,24938.605295566558,25726.320443350189,26238.902709359616,23970.438669950901,24096.692487684853,null,0,0,0,22512.816009852537,25120.942364531988,null,null,null,null,null,null,null,null,null,null,null,null,null,null,null,null,null,null,null,null,null,null,null,null,null,"2018-05-29",5,2018,"52018",3360,4474.7486251920191,3334.3979723502362,2992.8229493087715,2152.0238632872351,2854.7014669738783,2671.4297542243039,2160.7239554531466,1654.978602150529,1137.8651075268845,2116.7118279569795,2656.0891013824921,3210.6418279569511,0,0,0,1116.6250844854098,1318.9634024577624]
[null,null,null,"2018-06-07",6,2018,"62018",3360,19842.256034482638,23218.975369457959,22286.253325123365,19165.473645320657,21286.715394088558,24188.410591133052,null,24873.587438423576,24938.605295566558,25726.320443350189,26238.902709359616,23970.438669950901,24096.692487684853,null,0,0,0,22512.816009852537,25120.942364531988,null,null,null,null,null,null,null,null,null,null,null,null,null,null,null,null,null,null,null,null,null,null,null,null,null,"2018-06-07",6,2018,"62018",3360,4474.7486251920191,3334.3979723502362,2992.8229493087715,2152.0238632872351,2854.7014669738783,2671.4297542243039,2160.7239554531466,1654.978602150529,1137.8651075268845,2116.7118279569795,2656.0891013824921,3210.6418279569511,0,0,0,1116.6250844854098,1318.9634024577624]
[null,null,null,"2018-06-16",6,2018,"62018",3360,19842.256034482638,23218.975369457959,22286.253325123365,19165.473645320657,21286.715394088558,24188.410591133052,null,24873.587438423576,24938.605295566558,25726.320443350189,26238.902709359616,23970.438669950901,24096.692487684853,null,0,0,0,22512.816009852537,25120.942364531988,null,null,null,null,null,null,null,null,null,null,null,null,null,null,null,null,null,null,null,null,null,null,null,null,null,"2018-06-16",6,2018,"62018",3360,4474.7486251920191,3334.3979723502362,2992.8229493087715,2152.0238632872351,2854.7014669738783,2671.4297542243039,2160.7239554531466,1654.978602150529,1137.8651075268845,2116.7118279569795,2656.0891013824921,3210.6418279569511,0,0,0,1116.6250844854098,1318.9634024577624]
[null,null,null,"2018-06-22",6,2018,"62018",3360,19842.256034482638,23218.975369457959,22286.253325123365,19165.473645320657,21286.715394088558,24188.410591133052,null,24873.587438423576,24938.605295566558,25726.320443350189,26238.902709359616,23970.438669950901,24096.692487684853,null,0,0,0,22512.816009852537,25120.942364531988,null,null,null,null,null,null,null,null,null,null,null,null,null,null,null,null,null,null,null,null,null,null,null,null,null,"2018-06-22",6,2018,"62018",3360,4474.7486251920191,3334.3979723502362,2992.8229493087715,2152.0238632872351,2854.7014669738783,2671.4297542243039,2160.7239554531466,1654.978602150529,1137.8651075268845,2116.7118279569795,2656.0891013824921,3210.6418279569511,0,0,0,1116.6250844854098,1318.9634024577624]
[null,null,null,"2018-07-03",7,2018,"72018",3360,19842.256034482638,23218.975369457959,22286.253325123365,19165.473645320657,21286.715394088558,24188.410591133052,null,24873.587438423576,24938.605295566558,25726.320443350189,26238.902709359616,23970.438669950901,24096.692487684853,null,0,0,0,22512.816009852537,25120.942364531988,null,null,null,null,null,null,null,null,null,null,null,null,null,null,null,null,null,null,null,null,null,null,null,null,null,"2018-07-03",7,2018,"72018",3360,4474.7486251920191,3334.3979723502362,2992.8229493087715,2152.0238632872351,2854.7014669738783,2671.4297542243039,2160.7239554531466,1654.978602150529,1137.8651075268845,2116.7118279569795,2656.0891013824921,3210.6418279569511,0,0,0,1116.6250844854098,1318.9634024577624]
[null,null,null,"2018-07-12",7,2018,"72018",3360,19842.256034482638,23218.975369457959,22286.253325123365,19165.473645320657,21286.715394088558,24188.410591133052,null,24873.587438423576,24938.605295566558,25726.320443350189,26238.902709359616,23970.438669950901,24096.692487684853,null,0,0,0,22512.816009852537,25120.942364531988,null,null,null,null,null,null,null,null,null,null,null,null,null,null,null,null,null,null,null,null,null,null,null,null,null,"2018-07-12",7,2018,"72018",3360,4474.7486251920191,3334.3979723502362,2992.8229493087715,2152.0238632872351,2854.7014669738783,2671.4297542243039,2160.7239554531466,1654.978602150529,1137.8651075268845,2116.7118279569795,2656.0891013824921,3210.6418279569511,0,0,0,1116.6250844854098,1318.9634024577624]
[null,null,null,"2018-07-21",7,2018,"72018",3360,19842.256034482638,23218.975369457959,22286.253325123365,19165.473645320657,21286.715394088558,24188.410591133052,null,24873.587438423576,24938.605295566558,25726.320443350189,26238.902709359616,23970.438669950901,24096.692487684853,null,0,0,0,22512.816009852537,25120.942364531988,null,null,null,null,null,null,null,null,null,null,null,null,null,null,null,null,null,null,null,null,null,null,null,null,null,"2018-07-21",7,2018,"72018",3360,4474.7486251920191,3334.3979723502362,2992.8229493087715,2152.0238632872351,2854.7014669738783,2671.4297542243039,2160.7239554531466,1654.978602150529,1137.8651075268845,2116.7118279569795,2656.0891013824921,3210.6418279569511,0,0,0,1116.6250844854098,1318.9634024577624]
[null,null,null,"2018-07-28",7,2018,"72018",3360,19842.256034482638,23218.975369457959,22286.253325123365,19165.473645320657,21286.715394088558,24188.410591133052,null,24873.587438423576,24938.605295566558,25726.320443350189,26238.902709359616,23970.438669950901,24096.692487684853,null,0,0,0,22512.816009852537,25120.942364531988,null,null,null,null,null,null,null,null,null,null,null,null,null,null,null,null,null,null,null,null,null,null,null,null,null,"2018-07-28",7,2018,"72018",3360,4474.7486251920191,3334.3979723502362,2992.8229493087715,2152.0238632872351,2854.7014669738783,2671.4297542243039,2160.7239554531466,1654.978602150529,1137.8651075268845,2116.7118279569795,2656.0891013824921,3210.6418279569511,0,0,0,1116.6250844854098,1318.9634024577624]
[null,null,null,"2018-07-30",7,2018,"72018",3360,19842.256034482638,23218.975369457959,22286.253325123365,19165.473645320657,21286.715394088558,24188.410591133052,null,24873.587438423576,24938.605295566558,25726.320443350189,26238.902709359616,23970.438669950901,24096.692487684853,null,0,0,0,22512.816009852537,25120.942364531988,null,null,null,null,null,null,null,null,null,null,null,null,null,null,null,null,null,null,null,null,null,null,null,null,null,"2018-07-30",7,2018,"72018",3360,4474.7486251920191,3334.3979723502362,2992.8229493087715,2152.0238632872351,2854.7014669738783,2671.4297542243039,2160.7239554531466,1654.978602150529,1137.8651075268845,2116.7118279569795,2656.0891013824921,3210.6418279569511,0,0,0,1116.6250844854098,1318.9634024577624]
[null,null,null,"2018-08-08",8,2018,"82018",3360,19842.256034482638,23218.975369457959,22286.253325123365,19165.473645320657,21286.715394088558,24188.410591133052,null,24873.587438423576,24938.605295566558,25726.320443350189,26238.902709359616,23970.438669950901,24096.692487684853,null,0,0,0,22512.816009852537,25120.942364531988,null,null,null,null,null,null,null,null,null,null,null,null,null,null,null,null,null,null,null,null,null,null,null,null,null,"2018-08-08",8,2018,"82018",3360,4474.7486251920191,3334.3979723502362,2992.8229493087715,2152.0238632872351,2854.7014669738783,2671.4297542243039,2160.7239554531466,1654.978602150529,1137.8651075268845,2116.7118279569795,2656.0891013824921,3210.6418279569511,0,0,0,1116.6250844854098,1318.9634024577624]
[null,null,null,"2018-08-17",8,2018,"82018",3360,19842.256034482638,23218.975369457959,22286.253325123365,19165.473645320657,21286.715394088558,24188.410591133052,null,24873.587438423576,24938.605295566558,25726.320443350189,26238.902709359616,23970.438669950901,24096.692487684853,null,0,0,0,22512.816009852537,25120.942364531988,null,null,null,null,null,null,null,null,null,null,null,null,null,null,null,null,null,null,null,null,null,null,null,null,null,"2018-08-17",8,2018,"82018",3360,4474.7486251920191,3334.3979723502362,2992.8229493087715,2152.0238632872351,2854.7014669738783,2671.4297542243039,2160.7239554531466,1654.978602150529,1137.8651075268845,2116.7118279569795,2656.0891013824921,3210.6418279569511,0,0,0,1116.6250844854098,1318.9634024577624]
[null,null,null,"2018-08-26",8,2018,"82018",3360,19842.256034482638,23218.975369457959,22286.253325123365,19165.473645320657,21286.715394088558,24188.410591133052,null,24873.587438423576,24938.605295566558,25726.320443350189,26238.902709359616,23970.438669950901,24096.692487684853,null,0,0,0,22512.816009852537,25120.942364531988,null,null,null,null,null,null,null,null,null,null,null,null,null,null,null,null,null,null,null,null,null,null,null,null,null,"2018-08-26",8,2018,"82018",3360,4474.7486251920191,3334.3979723502362,2992.8229493087715,2152.0238632872351,2854.7014669738783,2671.4297542243039,2160.7239554531466,1654.978602150529,1137.8651075268845,2116.7118279569795,2656.0891013824921,3210.6418279569511,0,0,0,1116.6250844854098,1318.9634024577624]
[null,null,null,"2018-08-30",8,2018,"82018",3360,19842.256034482638,23218.975369457959,22286.253325123365,19165.473645320657,21286.715394088558,24188.410591133052,null,24873.587438423576,24938.605295566558,25726.320443350189,26238.902709359616,23970.438669950901,24096.692487684853,null,0,0,0,22512.816009852537,25120.942364531988,null,null,null,null,null,null,null,null,null,null,null,null,null,null,null,null,null,null,null,null,null,null,null,null,null,"2018-08-30",8,2018,"82018",3360,4474.7486251920191,3334.3979723502362,2992.8229493087715,2152.0238632872351,2854.7014669738783,2671.4297542243039,2160.7239554531466,1654.978602150529,1137.8651075268845,2116.7118279569795,2656.0891013824921,3210.6418279569511,0,0,0,1116.6250844854098,1318.9634024577624]
[null,null,null,"2018-08-31",8,2018,"82018",3360,19842.256034482638,23218.975369457959,22286.253325123365,19165.473645320657,21286.715394088558,24188.410591133052,null,24873.587438423576,24938.605295566558,25726.320443350189,26238.902709359616,23970.438669950901,24096.692487684853,null,0,0,0,22512.816009852537,25120.942364531988,null,null,null,null,null,null,null,null,null,null,null,null,null,null,null,null,null,null,null,null,null,null,null,null,null,"2018-08-31",8,2018,"82018",3360,4474.7486251920191,3334.3979723502362,2992.8229493087715,2152.0238632872351,2854.7014669738783,2671.4297542243039,2160.7239554531466,1654.978602150529,1137.8651075268845,2116.7118279569795,2656.0891013824921,3210.6418279569511,0,0,0,1116.6250844854098,1318.9634024577624]
[null,null,null,"2018-09-01",9,2018,"92018",3360,19842.256034482638,23218.975369457959,22286.253325123365,19165.473645320657,21286.715394088558,24188.410591133052,null,24873.587438423576,24938.605295566558,25726.320443350189,26238.902709359616,23970.438669950901,24096.692487684853,null,0,0,0,22512.816009852537,25120.942364531988,null,null,null,null,null,null,null,null,null,null,null,null,null,null,null,null,null,null,null,null,null,null,null,null,null,"2018-09-01",9,2018,"92018",3360,4474.7486251920191,3334.3979723502362,2992.8229493087715,2152.0238632872351,2854.7014669738783,2671.4297542243039,2160.7239554531466,1654.978602150529,1137.8651075268845,2116.7118279569795,2656.0891013824921,3210.6418279569511,0,0,0,1116.6250844854098,1318.9634024577624]
[null,null,null,"2018-09-02",9,2018,"92018",3360,19842.256034482638,23218.975369457959,22286.253325123365,19165.473645320657,21286.715394088558,24188.410591133052,null,24873.587438423576,24938.605295566558,25726.320443350189,26238.902709359616,23970.438669950901,24096.692487684853,null,0,0,0,22512.816009852537,25120.942364531988,null,null,null,null,null,null,null,null,null,null,null,null,null,null,null,null,null,null,null,null,null,null,null,null,null,"2018-09-02",9,2018,"92018",3360,4474.7486251920191,3334.3979723502362,2992.8229493087715,2152.0238632872351,2854.7014669738783,2671.4297542243039,2160.7239554531466,1654.978602150529,1137.8651075268845,2116.7118279569795,2656.0891013824921,3210.6418279569511,0,0,0,1116.6250844854098,1318.9634024577624]
[null,null,null,"2018-09-03",9,2018,"92018",3360,19842.256034482638,23218.975369457959,22286.253325123365,19165.473645320657,21286.715394088558,24188.410591133052,null,24873.587438423576,24938.605295566558,25726.320443350189,26238.902709359616,23970.438669950901,24096.692487684853,null,0,0,0,22512.816009852537,25120.942364531988,null,null,null,null,null,null,null,null,null,null,null,null,null,null,null,null,null,null,null,null,null,null,null,null,null,"2018-09-03",9,2018,"92018",3360,4474.7486251920191,3334.3979723502362,2992.8229493087715,2152.0238632872351,2854.7014669738783,2671.4297542243039,2160.7239554531466,1654.978602150529,1137.8651075268845,2116.7118279569795,2656.0891013824921,3210.6418279569511,0,0,0,1116.6250844854098,1318.9634024577624]
[null,null,null,"2018-09-04",9,2018,"92018",3360,19842.256034482638,23218.975369457959,22286.253325123365,19165.473645320657,21286.715394088558,24188.410591133052,null,24873.587438423576,24938.605295566558,25726.320443350189,26238.902709359616,23970.438669950901,24096.692487684853,null,0,0,0,22512.816009852537,25120.942364531988,null,null,null,null,null,null,null,null,null,null,null,null,null,null,null,null,null,null,null,null,null,null,null,null,null,"2018-09-04",9,2018,"92018",3360,4474.7486251920191,3334.3979723502362,2992.8229493087715,2152.0238632872351,2854.7014669738783,2671.4297542243039,2160.7239554531466,1654.978602150529,1137.8651075268845,2116.7118279569795,2656.0891013824921,3210.6418279569511,0,0,0,1116.6250844854098,1318.9634024577624]
[null,null,null,"2018-09-05",9,2018,"92018",3360,19842.256034482638,23218.975369457959,22286.253325123365,19165.473645320657,21286.715394088558,24188.410591133052,null,24873.587438423576,24938.605295566558,25726.320443350189,26238.902709359616,23970.438669950901,24096.692487684853,null,0,0,0,22512.816009852537,25120.942364531988,null,null,null,null,null,null,null,null,null,null,null,null,null,null,null,null,null,null,null,null,null,null,null,null,null,"2018-09-05",9,2018,"92018",3360,4474.7486251920191,3334.3979723502362,2992.8229493087715,2152.0238632872351,2854.7014669738783,2671.4297542243039,2160.7239554531466,1654.978602150529,1137.8651075268845,2116.7118279569795,2656.0891013824921,3210.6418279569511,0,0,0,1116.6250844854098,1318.9634024577624]
[null,null,null,"2018-09-06",9,2018,"92018",3360,19842.256034482638,23218.975369457959,22286.253325123365,19165.473645320657,21286.715394088558,24188.410591133052,null,24873.587438423576,24938.605295566558,25726.320443350189,26238.902709359616,23970.438669950901,24096.692487684853,null,0,0,0,22512.816009852537,25120.942364531988,null,null,null,null,null,null,null,null,null,null,null,null,null,null,null,null,null,null,null,null,null,null,null,null,null,"2018-09-06",9,2018,"92018",3360,4474.7486251920191,3334.3979723502362,2992.8229493087715,2152.0238632872351,2854.7014669738783,2671.4297542243039,2160.7239554531466,1654.978602150529,1137.8651075268845,2116.7118279569795,2656.0891013824921,3210.6418279569511,0,0,0,1116.6250844854098,1318.9634024577624]
[null,null,null,"2018-09-07",9,2018,"92018",3360,19842.256034482638,23218.975369457959,22286.253325123365,19165.473645320657,21286.715394088558,24188.410591133052,null,24873.587438423576,24938.605295566558,25726.320443350189,26238.902709359616,23970.438669950901,24096.692487684853,null,0,0,0,22512.816009852537,25120.942364531988,null,null,null,null,null,null,null,null,null,null,null,null,null,null,null,null,null,null,null,null,null,null,null,null,null,"2018-09-07",9,2018,"92018",3360,4474.7486251920191,3334.3979723502362,2992.8229493087715,2152.0238632872351,2854.7014669738783,2671.4297542243039,2160.7239554531466,1654.978602150529,1137.8651075268845,2116.7118279569795,2656.0891013824921,3210.6418279569511,0,0,0,1116.6250844854098,1318.9634024577624]
[null,null,null,"2018-09-08",9,2018,"92018",3360,19842.256034482638,23218.975369457959,22286.253325123365,19165.473645320657,21286.715394088558,24188.410591133052,null,24873.587438423576,24938.605295566558,25726.320443350189,26238.902709359616,23970.438669950901,24096.692487684853,null,0,0,0,22512.816009852537,25120.942364531988,null,null,null,null,null,null,null,null,null,null,null,null,null,null,null,null,null,null,null,null,null,null,null,null,null,"2018-09-08",9,2018,"92018",3360,4474.7486251920191,3334.3979723502362,2992.8229493087715,2152.0238632872351,2854.7014669738783,2671.4297542243039,2160.7239554531466,1654.978602150529,1137.8651075268845,2116.7118279569795,2656.0891013824921,3210.6418279569511,0,0,0,1116.6250844854098,1318.9634024577624]
[null,null,null,"2018-09-09",9,2018,"92018",3360,19842.256034482638,23218.975369457959,22286.253325123365,19165.473645320657,21286.715394088558,24188.410591133052,null,24873.587438423576,24938.605295566558,25726.320443350189,26238.902709359616,23970.438669950901,24096.692487684853,null,0,0,0,22512.816009852537,25120.942364531988,null,null,null,null,null,null,null,null,null,null,null,null,null,null,null,null,null,null,null,null,null,null,null,null,null,"2018-09-09",9,2018,"92018",3360,4474.7486251920191,3334.3979723502362,2992.8229493087715,2152.0238632872351,2854.7014669738783,2671.4297542243039,2160.7239554531466,1654.978602150529,1137.8651075268845,2116.7118279569795,2656.0891013824921,3210.6418279569511,0,0,0,1116.6250844854098,1318.9634024577624]
[null,null,null,"2018-09-10",9,2018,"92018",3360,19842.256034482638,23218.975369457959,22286.253325123365,19165.473645320657,21286.715394088558,24188.410591133052,null,24873.587438423576,24938.605295566558,25726.320443350189,26238.902709359616,23970.438669950901,24096.692487684853,null,0,0,0,22512.816009852537,25120.942364531988,null,null,null,null,null,null,null,null,null,null,null,null,null,null,null,null,null,null,null,null,null,null,null,null,null,"2018-09-10",9,2018,"92018",3360,4474.7486251920191,3334.3979723502362,2992.8229493087715,2152.0238632872351,2854.7014669738783,2671.4297542243039,2160.7239554531466,1654.978602150529,1137.8651075268845,2116.7118279569795,2656.0891013824921,3210.6418279569511,0,0,0,1116.6250844854098,1318.9634024577624]
[null,null,null,"2018-09-11",9,2018,"92018",3360,19842.256034482638,23218.975369457959,22286.253325123365,19165.473645320657,21286.715394088558,24188.410591133052,null,24873.587438423576,24938.605295566558,25726.320443350189,26238.902709359616,23970.438669950901,24096.692487684853,null,0,0,0,22512.816009852537,25120.942364531988,null,null,null,null,null,null,null,null,null,null,null,null,null,null,null,null,null,null,null,null,null,null,null,null,null,"2018-09-11",9,2018,"92018",3360,4474.7486251920191,3334.3979723502362,2992.8229493087715,2152.0238632872351,2854.7014669738783,2671.4297542243039,2160.7239554531466,1654.978602150529,1137.8651075268845,2116.7118279569795,2656.0891013824921,3210.6418279569511,0,0,0,1116.6250844854098,1318.9634024577624]
[null,null,null,"2018-09-12",9,2018,"92018",3360,19842.256034482638,23218.975369457959,22286.253325123365,19165.473645320657,21286.715394088558,24188.410591133052,null,24873.587438423576,24938.605295566558,25726.320443350189,26238.902709359616,23970.438669950901,24096.692487684853,null,0,0,0,22512.816009852537,25120.942364531988,null,null,null,null,null,null,null,null,null,null,null,null,null,null,null,null,null,null,null,null,null,null,null,null,null,"2018-09-12",9,2018,"92018",3360,4474.7486251920191,3334.3979723502362,2992.8229493087715,2152.0238632872351,2854.7014669738783,2671.4297542243039,2160.7239554531466,1654.978602150529,1137.8651075268845,2116.7118279569795,2656.0891013824921,3210.6418279569511,0,0,0,1116.6250844854098,1318.9634024577624]
[null,null,null,"2018-09-13",9,2018,"92018",3360,19842.256034482638,23218.975369457959,22286.253325123365,19165.473645320657,21286.715394088558,24188.410591133052,null,24873.587438423576,24938.605295566558,25726.320443350189,26238.902709359616,23970.438669950901,24096.692487684853,null,0,0,0,22512.816009852537,25120.942364531988,null,null,null,null,null,null,null,null,null,null,null,null,null,null,null,null,null,null,null,null,null,null,null,null,null,"2018-09-13",9,2018,"92018",3360,4474.7486251920191,3334.3979723502362,2992.8229493087715,2152.0238632872351,2854.7014669738783,2671.4297542243039,2160.7239554531466,1654.978602150529,1137.8651075268845,2116.7118279569795,2656.0891013824921,3210.6418279569511,0,0,0,1116.6250844854098,1318.9634024577624]
[null,null,null,"2018-09-14",9,2018,"92018",3360,19842.256034482638,23218.975369457959,22286.253325123365,19165.473645320657,21286.715394088558,24188.410591133052,null,24873.587438423576,24938.605295566558,25726.320443350189,26238.902709359616,23970.438669950901,24096.692487684853,null,0,0,0,22512.816009852537,25120.942364531988,null,null,null,null,null,null,null,null,null,null,null,null,null,null,null,null,null,null,null,null,null,null,null,null,null,"2018-09-14",9,2018,"92018",3360,4474.7486251920191,3334.3979723502362,2992.8229493087715,2152.0238632872351,2854.7014669738783,2671.4297542243039,2160.7239554531466,1654.978602150529,1137.8651075268845,2116.7118279569795,2656.0891013824921,3210.6418279569511,0,0,0,1116.6250844854098,1318.9634024577624]
[null,null,null,"2018-09-15",9,2018,"92018",3360,19842.256034482638,23218.975369457959,22286.253325123365,19165.473645320657,21286.715394088558,24188.410591133052,null,24873.587438423576,24938.605295566558,25726.320443350189,26238.902709359616,23970.438669950901,24096.692487684853,null,0,0,0,22512.816009852537,25120.942364531988,null,null,null,null,null,null,null,null,null,null,null,null,null,null,null,null,null,null,null,null,null,null,null,null,null,"2018-09-15",9,2018,"92018",3360,4474.7486251920191,3334.3979723502362,2992.8229493087715,2152.0238632872351,2854.7014669738783,2671.4297542243039,2160.7239554531466,1654.978602150529,1137.8651075268845,2116.7118279569795,2656.0891013824921,3210.6418279569511,0,0,0,1116.6250844854098,1318.9634024577624]
[null,null,null,"2018-09-16",9,2018,"92018",3360,19842.256034482638,23218.975369457959,22286.253325123365,19165.473645320657,21286.715394088558,24188.410591133052,null,24873.587438423576,24938.605295566558,25726.320443350189,26238.902709359616,23970.438669950901,24096.692487684853,null,0,0,0,22512.816009852537,25120.942364531988,null,null,null,null,null,null,null,null,null,null,null,null,null,null,null,null,null,null,null,null,null,null,null,null,null,"2018-09-16",9,2018,"92018",3360,4474.7486251920191,3334.3979723502362,2992.8229493087715,2152.0238632872351,2854.7014669738783,2671.4297542243039,2160.7239554531466,1654.978602150529,1137.8651075268845,2116.7118279569795,2656.0891013824921,3210.6418279569511,0,0,0,1116.6250844854098,1318.9634024577624]
[null,null,null,"2018-09-17",9,2018,"92018",3360,19842.256034482638,23218.975369457959,22286.253325123365,19165.473645320657,21286.715394088558,24188.410591133052,null,24873.587438423576,24938.605295566558,25726.320443350189,26238.902709359616,23970.438669950901,24096.692487684853,null,0,0,0,22512.816009852537,25120.942364531988,null,null,null,null,null,null,null,null,null,null,null,null,null,null,null,null,null,null,null,null,null,null,null,null,null,"2018-09-17",9,2018,"92018",3360,4474.7486251920191,3334.3979723502362,2992.8229493087715,2152.0238632872351,2854.7014669738783,2671.4297542243039,2160.7239554531466,1654.978602150529,1137.8651075268845,2116.7118279569795,2656.0891013824921,3210.6418279569511,0,0,0,1116.6250844854098,1318.9634024577624]
[null,null,null,"2018-09-18",9,2018,"92018",3360,19842.256034482638,23218.975369457959,22286.253325123365,19165.473645320657,21286.715394088558,24188.410591133052,null,24873.587438423576,24938.605295566558,25726.320443350189,26238.902709359616,23970.438669950901,24096.692487684853,null,0,0,0,22512.816009852537,25120.942364531988,null,null,null,null,null,null,null,null,null,null,null,null,null,null,null,null,null,null,null,null,null,null,null,null,null,"2018-09-18",9,2018,"92018",3360,4474.7486251920191,3334.3979723502362,2992.8229493087715,2152.0238632872351,2854.7014669738783,2671.4297542243039,2160.7239554531466,1654.978602150529,1137.8651075268845,2116.7118279569795,2656.0891013824921,3210.6418279569511,0,0,0,1116.6250844854098,1318.9634024577624]
[null,null,null,"2018-09-19",9,2018,"92018",3360,19842.256034482638,23218.975369457959,22286.253325123365,19165.473645320657,21286.715394088558,24188.410591133052,null,24873.587438423576,24938.605295566558,25726.320443350189,26238.902709359616,23970.438669950901,24096.692487684853,null,0,0,0,22512.816009852537,25120.942364531988,null,null,null,null,null,null,null,null,null,null,null,null,null,null,null,null,null,null,null,null,null,null,null,null,null,"2018-09-19",9,2018,"92018",3360,4474.7486251920191,3334.3979723502362,2992.8229493087715,2152.0238632872351,2854.7014669738783,2671.4297542243039,2160.7239554531466,1654.978602150529,1137.8651075268845,2116.7118279569795,2656.0891013824921,3210.6418279569511,0,0,0,1116.6250844854098,1318.9634024577624]
[null,null,null,"2018-09-20",9,2018,"92018",3360,19842.256034482638,23218.975369457959,22286.253325123365,19165.473645320657,21286.715394088558,24188.410591133052,null,24873.587438423576,24938.605295566558,25726.320443350189,26238.902709359616,23970.438669950901,24096.692487684853,null,0,0,0,22512.816009852537,25120.942364531988,null,null,null,null,null,null,null,null,null,null,null,null,null,null,null,null,null,null,null,null,null,null,null,null,null,"2018-09-20",9,2018,"92018",3360,4474.7486251920191,3334.3979723502362,2992.8229493087715,2152.0238632872351,2854.7014669738783,2671.4297542243039,2160.7239554531466,1654.978602150529,1137.8651075268845,2116.7118279569795,2656.0891013824921,3210.6418279569511,0,0,0,1116.6250844854098,1318.9634024577624]
[null,null,null,"2018-09-21",9,2018,"92018",3360,19842.256034482638,23218.975369457959,22286.253325123365,19165.473645320657,21286.715394088558,24188.410591133052,null,24873.587438423576,24938.605295566558,25726.320443350189,26238.902709359616,23970.438669950901,24096.692487684853,null,0,0,0,22512.816009852537,25120.942364531988,null,null,null,null,null,null,null,null,null,null,null,null,null,null,null,null,null,null,null,null,null,null,null,null,null,"2018-09-21",9,2018,"92018",3360,4474.7486251920191,3334.3979723502362,2992.8229493087715,2152.0238632872351,2854.7014669738783,2671.4297542243039,2160.7239554531466,1654.978602150529,1137.8651075268845,2116.7118279569795,2656.0891013824921,3210.6418279569511,0,0,0,1116.6250844854098,1318.9634024577624]
[null,null,null,"2018-09-22",9,2018,"92018",3360,19842.256034482638,23218.975369457959,22286.253325123365,19165.473645320657,21286.715394088558,24188.410591133052,null,24873.587438423576,24938.605295566558,25726.320443350189,26238.902709359616,23970.438669950901,24096.692487684853,null,0,0,0,22512.816009852537,25120.942364531988,null,null,null,null,null,null,null,null,null,null,null,null,null,null,null,null,null,null,null,null,null,null,null,null,null,"2018-09-22",9,2018,"92018",3360,4474.7486251920191,3334.3979723502362,2992.8229493087715,2152.0238632872351,2854.7014669738783,2671.4297542243039,2160.7239554531466,1654.978602150529,1137.8651075268845,2116.7118279569795,2656.0891013824921,3210.6418279569511,0,0,0,1116.6250844854098,1318.9634024577624]
[null,null,null,"2018-09-23",9,2018,"92018",3360,19842.256034482638,23218.975369457959,22286.253325123365,19165.473645320657,21286.715394088558,24188.410591133052,null,24873.587438423576,24938.605295566558,25726.320443350189,26238.902709359616,23970.438669950901,24096.692487684853,null,0,0,0,22512.816009852537,25120.942364531988,null,null,null,null,null,null,null,null,null,null,null,null,null,null,null,null,null,null,null,null,null,null,null,null,null,"2018-09-23",9,2018,"92018",3360,4474.7486251920191,3334.3979723502362,2992.8229493087715,2152.0238632872351,2854.7014669738783,2671.4297542243039,2160.7239554531466,1654.978602150529,1137.8651075268845,2116.7118279569795,2656.0891013824921,3210.6418279569511,0,0,0,1116.6250844854098,1318.9634024577624]
[null,null,null,"2018-09-24",9,2018,"92018",3360,19842.256034482638,23218.975369457959,22286.253325123365,19165.473645320657,21286.715394088558,24188.410591133052,null,24873.587438423576,24938.605295566558,25726.320443350189,26238.902709359616,23970.438669950901,24096.692487684853,null,0,0,0,22512.816009852537,25120.942364531988,null,null,null,null,null,null,null,null,null,null,null,null,null,null,null,null,null,null,null,null,null,null,null,null,null,"2018-09-24",9,2018,"92018",3360,4474.7486251920191,3334.3979723502362,2992.8229493087715,2152.0238632872351,2854.7014669738783,2671.4297542243039,2160.7239554531466,1654.978602150529,1137.8651075268845,2116.7118279569795,2656.0891013824921,3210.6418279569511,0,0,0,1116.6250844854098,1318.9634024577624]
[null,null,null,"2018-09-25",9,2018,"92018",3360,19842.256034482638,23218.975369457959,22286.253325123365,19165.473645320657,21286.715394088558,24188.410591133052,null,24873.587438423576,24938.605295566558,25726.320443350189,26238.902709359616,23970.438669950901,24096.692487684853,null,0,0,0,22512.816009852537,25120.942364531988,null,null,null,null,null,null,null,null,null,null,null,null,null,null,null,null,null,null,null,null,null,null,null,null,null,"2018-09-25",9,2018,"92018",3360,4474.7486251920191,3334.3979723502362,2992.8229493087715,2152.0238632872351,2854.7014669738783,2671.4297542243039,2160.7239554531466,1654.978602150529,1137.8651075268845,2116.7118279569795,2656.0891013824921,3210.6418279569511,0,0,0,1116.6250844854098,1318.9634024577624]
[null,null,null,"2018-09-26",9,2018,"92018",3360,19842.256034482638,23218.975369457959,22286.253325123365,19165.473645320657,21286.715394088558,24188.410591133052,null,24873.587438423576,24938.605295566558,25726.320443350189,26238.902709359616,23970.438669950901,24096.692487684853,null,0,0,0,22512.816009852537,25120.942364531988,null,null,null,null,null,null,null,null,null,null,null,null,null,null,null,null,null,null,null,null,null,null,null,null,null,"2018-09-26",9,2018,"92018",3360,4474.7486251920191,3334.3979723502362,2992.8229493087715,2152.0238632872351,2854.7014669738783,2671.4297542243039,2160.7239554531466,1654.978602150529,1137.8651075268845,2116.7118279569795,2656.0891013824921,3210.6418279569511,0,0,0,1116.6250844854098,1318.9634024577624]
[null,null,null,"2018-09-27",9,2018,"92018",3360,19842.256034482638,23218.975369457959,22286.253325123365,19165.473645320657,21286.715394088558,24188.410591133052,null,24873.587438423576,24938.605295566558,25726.320443350189,26238.902709359616,23970.438669950901,24096.692487684853,null,0,0,0,22512.816009852537,25120.942364531988,null,null,null,null,null,null,null,null,null,null,null,null,null,null,null,null,null,null,null,null,null,null,null,null,null,"2018-09-27",9,2018,"92018",3360,4474.7486251920191,3334.3979723502362,2992.8229493087715,2152.0238632872351,2854.7014669738783,2671.4297542243039,2160.7239554531466,1654.978602150529,1137.8651075268845,2116.7118279569795,2656.0891013824921,3210.6418279569511,0,0,0,1116.6250844854098,1318.9634024577624]
[null,null,null,"2018-09-28",9,2018,"92018",3360,19842.256034482638,23218.975369457959,22286.253325123365,19165.473645320657,21286.715394088558,24188.410591133052,null,24873.587438423576,24938.605295566558,25726.320443350189,26238.902709359616,23970.438669950901,24096.692487684853,null,0,0,0,22512.816009852537,25120.942364531988,null,null,null,null,null,null,null,null,null,null,null,null,null,null,null,null,null,null,null,null,null,null,null,null,null,"2018-09-28",9,2018,"92018",3360,4474.7486251920191,3334.3979723502362,2992.8229493087715,2152.0238632872351,2854.7014669738783,2671.4297542243039,2160.7239554531466,1654.978602150529,1137.8651075268845,2116.7118279569795,2656.0891013824921,3210.6418279569511,0,0,0,1116.6250844854098,1318.9634024577624]
[null,null,null,"2018-09-29",9,2018,"92018",3360,19842.256034482638,23218.975369457959,22286.253325123365,19165.473645320657,21286.715394088558,24188.410591133052,null,24873.587438423576,24938.605295566558,25726.320443350189,26238.902709359616,23970.438669950901,24096.692487684853,null,0,0,0,22512.816009852537,25120.942364531988,null,null,null,null,null,null,null,null,null,null,null,null,null,null,null,null,null,null,null,null,null,null,null,null,null,"2018-09-29",9,2018,"92018",3360,4474.7486251920191,3334.3979723502362,2992.8229493087715,2152.0238632872351,2854.7014669738783,2671.4297542243039,2160.7239554531466,1654.978602150529,1137.8651075268845,2116.7118279569795,2656.0891013824921,3210.6418279569511,0,0,0,1116.6250844854098,1318.9634024577624]
[null,null,null,"2018-09-30",9,2018,"92018",3360,19842.256034482638,23218.975369457959,22286.253325123365,19165.473645320657,21286.715394088558,24188.410591133052,null,24873.587438423576,24938.605295566558,25726.320443350189,26238.902709359616,23970.438669950901,24096.692487684853,null,0,0,0,22512.816009852537,25120.942364531988,null,null,null,null,null,null,null,null,null,null,null,null,null,null,null,null,null,null,null,null,null,null,null,null,null,"2018-09-30",9,2018,"92018",3360,4474.7486251920191,3334.3979723502362,2992.8229493087715,2152.0238632872351,2854.7014669738783,2671.4297542243039,2160.7239554531466,1654.978602150529,1137.8651075268845,2116.7118279569795,2656.0891013824921,3210.6418279569511,0,0,0,1116.6250844854098,1318.9634024577624]
[null,null,null,"2018-10-01",10,2018,"102018",3360,19842.256034482638,23218.975369457959,22286.253325123365,19165.473645320657,21286.715394088558,24188.410591133052,null,24873.587438423576,24938.605295566558,25726.320443350189,26238.902709359616,23970.438669950901,24096.692487684853,null,0,0,0,22512.816009852537,25120.942364531988,null,null,null,null,null,null,null,null,null,null,null,null,null,null,null,null,null,null,null,null,null,null,null,null,null,"2018-10-01",10,2018,"102018",3360,4474.7486251920191,3334.3979723502362,2992.8229493087715,2152.0238632872351,2854.7014669738783,2671.4297542243039,2160.7239554531466,1654.978602150529,1137.8651075268845,2116.7118279569795,2656.0891013824921,3210.6418279569511,0,0,0,1116.6250844854098,1318.9634024577624]
[null,null,null,"2018-10-02",10,2018,"102018",3360,19842.256034482638,23218.975369457959,22286.253325123365,19165.473645320657,21286.715394088558,24188.410591133052,null,24873.587438423576,24938.605295566558,25726.320443350189,26238.902709359616,23970.438669950901,24096.692487684853,null,0,0,0,22512.816009852537,25120.942364531988,null,null,null,null,null,null,null,null,null,null,null,null,null,null,null,null,null,null,null,null,null,null,null,null,null,"2018-10-02",10,2018,"102018",3360,4474.7486251920191,3334.3979723502362,2992.8229493087715,2152.0238632872351,2854.7014669738783,2671.4297542243039,2160.7239554531466,1654.978602150529,1137.8651075268845,2116.7118279569795,2656.0891013824921,3210.6418279569511,0,0,0,1116.6250844854098,1318.9634024577624]
[null,null,null,"2018-10-03",{"$f":"MONTH(D4413)","v":10},{"$f":"YEAR(D4413)","v":2018},{"$f":"E4413&F4413","v":"102018"},3360,{"$f":"SUMIF($AF$268:$AF$411,$G4413,AG$268:AG$411)+I4412","v":19842.256034482638},{"$f":"SUMIF($AF$268:$AF$411,$G4413,AH$268:AH$411)+J4412","v":23218.975369457959},{"$f":"SUMIF($AF$268:$AF$411,$G4413,AI$268:AI$411)+K4412","v":22286.253325123365},{"$f":"SUMIF($AF$268:$AF$411,$G4413,AJ$268:AJ$411)+L4412","v":19165.473645320657},{"$f":"SUMIF($AF$268:$AF$411,$G4413,AK$268:AK$411)+M4412","v":21286.715394088558},{"$f":"SUMIF($AF$268:$AF$411,$G4413,AL$268:AL$411)+N4412","v":24188.410591133052},null,{"$f":"SUMIF($AF$268:$AF$411,$G4413,AM$268:AM$411)+P4412","v":24873.587438423576},{"$f":"SUMIF($AF$268:$AF$411,$G4413,AN$268:AN$411)+Q4412","v":24938.605295566558},{"$f":"SUMIF($AF$268:$AF$411,$G4413,AO$268:AO$411)+R4412","v":25726.320443350189},{"$f":"SUMIF($AF$268:$AF$411,$G4413,AP$268:AP$411)+S4412","v":26238.902709359616},{"$f":"SUMIF($AF$268:$AF$411,$G4413,AQ$268:AQ$411)+T4412","v":23970.438669950901},{"$f":"SUMIF($AF$268:$AF$411,$G4413,AR$268:AR$411)+U4412","v":24096.692487684853},null,{"$f":"SUMIF($AF$268:$AF$411,$G4413,AS$268:AS$411)+W4412","v":0},{"$f":"SUMIF($AF$268:$AF$411,$G4413,AT$268:AT$411)+X4412","v":0},{"$f":"SUMIF($AF$268:$AF$411,$G4413,AU$268:AU$411)+Y4412","v":0},{"$f":"SUMIF($AF$268:$AF$411,$G4413,AV$268:AV$411)+Z4412","v":22512.816009852537},{"$f":"SUMIF($AF$268:$AF$411,$G4413,AW$268:AW$411)+AA4412","v":25120.942364531988},null,null,null,null,null,null,null,null,null,null,null,null,null,null,null,null,null,null,null,null,null,null,null,null,null,"2018-10-03",10,2018,"102018",3360,4474.7486251920191,3334.3979723502362,2992.8229493087715,2152.0238632872351,2854.7014669738783,2671.4297542243039,2160.7239554531466,1654.978602150529,1137.8651075268845,2116.7118279569795,2656.0891013824921,3210.6418279569511,0,0,0,1116.6250844854098,1318.9634024577624]
[null,null,null,"2018-10-04",10,2018,"102018",3360,19842.256034482638,23218.975369457959,22286.253325123365,19165.473645320657,21286.715394088558,24188.410591133052,null,24873.587438423576,24938.605295566558,25726.320443350189,26238.902709359616,23970.438669950901,24096.692487684853,null,0,0,0,22512.816009852537,25120.942364531988,null,null,null,null,null,null,null,null,null,null,null,null,null,null,null,null,null,null,null,null,null,null,null,null,null,"2018-10-04",10,2018,"102018",3360,4474.7486251920191,3334.3979723502362,2992.8229493087715,2152.0238632872351,2854.7014669738783,2671.4297542243039,2160.7239554531466,1654.978602150529,1137.8651075268845,2116.7118279569795,2656.0891013824921,3210.6418279569511,0,0,0,1116.6250844854098,1318.9634024577624]
[null,null,null,"2018-10-05",10,2018,"102018",3360,19842.256034482638,23218.975369457959,22286.253325123365,19165.473645320657,21286.715394088558,24188.410591133052,null,24873.587438423576,24938.605295566558,25726.320443350189,26238.902709359616,23970.438669950901,24096.692487684853,null,0,0,0,22512.816009852537,25120.942364531988,null,null,null,null,null,null,null,null,null,null,null,null,null,null,null,null,null,null,null,null,null,null,null,null,null,"2018-10-05",10,2018,"102018",3360,4474.7486251920191,3334.3979723502362,2992.8229493087715,2152.0238632872351,2854.7014669738783,2671.4297542243039,2160.7239554531466,1654.978602150529,1137.8651075268845,2116.7118279569795,2656.0891013824921,3210.6418279569511,0,0,0,1116.6250844854098,1318.9634024577624]
[null,null,null,"2018-10-06",10,2018,"102018",3360,19842.256034482638,23218.975369457959,22286.253325123365,19165.473645320657,21286.715394088558,24188.410591133052,null,24873.587438423576,24938.605295566558,25726.320443350189,26238.902709359616,23970.438669950901,24096.692487684853,null,0,0,0,22512.816009852537,25120.942364531988,null,null,null,null,null,null,null,null,null,null,null,null,null,null,null,null,null,null,null,null,null,null,null,null,null,"2018-10-06",10,2018,"102018",3360,4474.7486251920191,3334.3979723502362,2992.8229493087715,2152.0238632872351,2854.7014669738783,2671.4297542243039,2160.7239554531466,1654.978602150529,1137.8651075268845,2116.7118279569795,2656.0891013824921,3210.6418279569511,0,0,0,1116.6250844854098,1318.9634024577624]
[null,null,null,"2018-10-07",10,2018,"102018",3360,19842.256034482638,23218.975369457959,22286.253325123365,19165.473645320657,21286.715394088558,24188.410591133052,null,24873.587438423576,24938.605295566558,25726.320443350189,26238.902709359616,23970.438669950901,24096.692487684853,null,0,0,0,22512.816009852537,25120.942364531988,null,null,null,null,null,null,null,null,null,null,null,null,null,null,null,null,null,null,null,null,null,null,null,null,null,"2018-10-07",10,2018,"102018",3360,4474.7486251920191,3334.3979723502362,2992.8229493087715,2152.0238632872351,2854.7014669738783,2671.4297542243039,2160.7239554531466,1654.978602150529,1137.8651075268845,2116.7118279569795,2656.0891013824921,3210.6418279569511,0,0,0,1116.6250844854098,1318.9634024577624]
[null,null,null,"2018-10-08",10,2018,"102018",3360,19842.256034482638,23218.975369457959,22286.253325123365,19165.473645320657,21286.715394088558,24188.410591133052,null,24873.587438423576,24938.605295566558,25726.320443350189,26238.902709359616,23970.438669950901,24096.692487684853,null,0,0,0,22512.816009852537,25120.942364531988,null,null,null,null,null,null,null,null,null,null,null,null,null,null,null,null,null,null,null,null,null,null,null,null,null,"2018-10-08",10,2018,"102018",3360,4474.7486251920191,3334.3979723502362,2992.8229493087715,2152.0238632872351,2854.7014669738783,2671.4297542243039,2160.7239554531466,1654.978602150529,1137.8651075268845,2116.7118279569795,2656.0891013824921,3210.6418279569511,0,0,0,1116.6250844854098,1318.9634024577624]
[null,null,null,"2018-10-09",10,2018,"102018",3360,19842.256034482638,23218.975369457959,22286.253325123365,19165.473645320657,21286.715394088558,24188.410591133052,null,24873.587438423576,24938.605295566558,25726.320443350189,26238.902709359616,23970.438669950901,24096.692487684853,null,0,0,0,22512.816009852537,25120.942364531988,null,null,null,null,null,null,null,null,null,null,null,null,null,null,null,null,null,null,null,null,null,null,null,null,null,"2018-10-09",10,2018,"102018",3360,4474.7486251920191,3334.3979723502362,2992.8229493087715,2152.0238632872351,2854.7014669738783,2671.4297542243039,2160.7239554531466,1654.978602150529,1137.8651075268845,2116.7118279569795,2656.0891013824921,3210.6418279569511,0,0,0,1116.6250844854098,1318.9634024577624]
[null,null,null,"2018-10-10",10,2018,"102018",3360,19842.256034482638,23218.975369457959,22286.253325123365,19165.473645320657,21286.715394088558,24188.410591133052,null,24873.587438423576,24938.605295566558,25726.320443350189,26238.902709359616,23970.438669950901,24096.692487684853,null,0,0,0,22512.816009852537,25120.942364531988,null,null,null,null,null,null,null,null,null,null,null,null,null,null,null,null,null,null,null,null,null,null,null,null,null,"2018-10-10",10,2018,"102018",3360,4474.7486251920191,3334.3979723502362,2992.8229493087715,2152.0238632872351,2854.7014669738783,2671.4297542243039,2160.7239554531466,1654.978602150529,1137.8651075268845,2116.7118279569795,2656.0891013824921,3210.6418279569511,0,0,0,1116.6250844854098,1318.9634024577624]
[null,null,null,"2018-10-11",10,2018,"102018",3360,19842.256034482638,23218.975369457959,22286.253325123365,19165.473645320657,21286.715394088558,24188.410591133052,null,24873.587438423576,24938.605295566558,25726.320443350189,26238.902709359616,23970.438669950901,24096.692487684853,null,0,0,0,22512.816009852537,25120.942364531988,null,null,null,null,null,null,null,null,null,null,null,null,null,null,null,null,null,null,null,null,null,null,null,null,null,"2018-10-11",10,2018,"102018",3360,4474.7486251920191,3334.3979723502362,2992.8229493087715,2152.0238632872351,2854.7014669738783,2671.4297542243039,2160.7239554531466,1654.978602150529,1137.8651075268845,2116.7118279569795,2656.0891013824921,3210.6418279569511,0,0,0,1116.6250844854098,1318.9634024577624]
[null,null,null,"2018-10-12",10,2018,"102018",3360,19842.256034482638,23218.975369457959,22286.253325123365,19165.473645320657,21286.715394088558,24188.410591133052,null,24873.587438423576,24938.605295566558,25726.320443350189,26238.902709359616,23970.438669950901,24096.692487684853,null,0,0,0,22512.816009852537,25120.942364531988,null,null,null,null,null,null,null,null,null,null,null,null,null,null,null,null,null,null,null,null,null,null,null,null,null,"2018-10-12",10,2018,"102018",3360,4474.7486251920191,3334.3979723502362,2992.8229493087715,2152.0238632872351,2854.7014669738783,2671.4297542243039,2160.7239554531466,1654.978602150529,1137.8651075268845,2116.7118279569795,2656.0891013824921,3210.6418279569511,0,0,0,1116.6250844854098,1318.9634024577624]
[null,null,null,"2018-10-13",10,2018,"102018",3360,19842.256034482638,23218.975369457959,22286.253325123365,19165.473645320657,21286.715394088558,24188.410591133052,null,24873.587438423576,24938.605295566558,25726.320443350189,26238.902709359616,23970.438669950901,24096.692487684853,null,0,0,0,22512.816009852537,25120.942364531988,null,null,null,null,null,null,null,null,null,null,null,null,null,null,null,null,null,null,null,null,null,null,null,null,null,"2018-10-13",10,2018,"102018",3360,4474.7486251920191,3334.3979723502362,2992.8229493087715,2152.0238632872351,2854.7014669738783,2671.4297542243039,2160.7239554531466,1654.978602150529,1137.8651075268845,2116.7118279569795,2656.0891013824921,3210.6418279569511,0,0,0,1116.6250844854098,1318.9634024577624]
[null,null,null,"2018-10-14",10,2018,"102018",3360,19842.256034482638,23218.975369457959,22286.253325123365,19165.473645320657,21286.715394088558,24188.410591133052,null,24873.587438423576,24938.605295566558,25726.320443350189,26238.902709359616,23970.438669950901,24096.692487684853,null,0,0,0,22512.816009852537,25120.942364531988,null,null,null,null,null,null,null,null,null,null,null,null,null,null,null,null,null,null,null,null,null,null,null,null,null,"2018-10-14",10,2018,"102018",3360,4474.7486251920191,3334.3979723502362,2992.8229493087715,2152.0238632872351,2854.7014669738783,2671.4297542243039,2160.7239554531466,1654.978602150529,1137.8651075268845,2116.7118279569795,2656.0891013824921,3210.6418279569511,0,0,0,1116.6250844854098,1318.9634024577624]
[null,null,null,"2018-10-15",10,2018,"102018",3360,19842.256034482638,23218.975369457959,22286.253325123365,19165.473645320657,21286.715394088558,24188.410591133052,null,24873.587438423576,24938.605295566558,25726.320443350189,26238.902709359616,23970.438669950901,24096.692487684853,null,0,0,0,22512.816009852537,25120.942364531988,null,null,null,null,null,null,null,null,null,null,null,null,null,null,null,null,null,null,null,null,null,null,null,null,null,"2018-10-15",10,2018,"102018",3360,4474.7486251920191,3334.3979723502362,2992.8229493087715,2152.0238632872351,2854.7014669738783,2671.4297542243039,2160.7239554531466,1654.978602150529,1137.8651075268845,2116.7118279569795,2656.0891013824921,3210.6418279569511,0,0,0,1116.6250844854098,1318.9634024577624]
[null,null,null,"2018-10-16",10,2018,"102018",3360,19842.256034482638,23218.975369457959,22286.253325123365,19165.473645320657,21286.715394088558,24188.410591133052,null,24873.587438423576,24938.605295566558,25726.320443350189,26238.902709359616,23970.438669950901,24096.692487684853,null,0,0,0,22512.816009852537,25120.942364531988,null,null,null,null,null,null,null,null,null,null,null,null,null,null,null,null,null,null,null,null,null,null,null,null,null,"2018-10-16",10,2018,"102018",3360,4474.7486251920191,3334.3979723502362,2992.8229493087715,2152.0238632872351,2854.7014669738783,2671.4297542243039,2160.7239554531466,1654.978602150529,1137.8651075268845,2116.7118279569795,2656.0891013824921,3210.6418279569511,0,0,0,1116.6250844854098,1318.9634024577624]
[null,null,null,"2018-10-17",10,2018,"102018",3360,19842.256034482638,23218.975369457959,22286.253325123365,19165.473645320657,21286.715394088558,24188.410591133052,null,24873.587438423576,24938.605295566558,25726.320443350189,26238.902709359616,23970.438669950901,24096.692487684853,null,0,0,0,22512.816009852537,25120.942364531988,null,null,null,null,null,null,null,null,null,null,null,null,null,null,null,null,null,null,null,null,null,null,null,null,null,"2018-10-17",10,2018,"102018",3360,4474.7486251920191,3334.3979723502362,2992.8229493087715,2152.0238632872351,2854.7014669738783,2671.4297542243039,2160.7239554531466,1654.978602150529,1137.8651075268845,2116.7118279569795,2656.0891013824921,3210.6418279569511,0,0,0,1116.6250844854098,1318.9634024577624]
[null,null,null,"2018-10-18",10,2018,"102018",3360,19842.256034482638,23218.975369457959,22286.253325123365,19165.473645320657,21286.715394088558,24188.410591133052,null,24873.587438423576,24938.605295566558,25726.320443350189,26238.902709359616,23970.438669950901,24096.692487684853,null,0,0,0,22512.816009852537,25120.942364531988,null,null,null,null,null,null,null,null,null,null,null,null,null,null,null,null,null,null,null,null,null,null,null,null,null,"2018-10-18",10,2018,"102018",3360,4474.7486251920191,3334.3979723502362,2992.8229493087715,2152.0238632872351,2854.7014669738783,2671.4297542243039,2160.7239554531466,1654.978602150529,1137.8651075268845,2116.7118279569795,2656.0891013824921,3210.6418279569511,0,0,0,1116.6250844854098,1318.9634024577624]
[null,null,null,"2018-10-19",10,2018,"102018",3360,19842.256034482638,23218.975369457959,22286.253325123365,19165.473645320657,21286.715394088558,24188.410591133052,null,24873.587438423576,24938.605295566558,25726.320443350189,26238.902709359616,23970.438669950901,24096.692487684853,null,0,0,0,22512.816009852537,25120.942364531988,null,null,null,null,null,null,null,null,null,null,null,null,null,null,null,null,null,null,null,null,null,null,null,null,null,"2018-10-19",10,2018,"102018",3360,4474.7486251920191,3334.3979723502362,2992.8229493087715,2152.0238632872351,2854.7014669738783,2671.4297542243039,2160.7239554531466,1654.978602150529,1137.8651075268845,2116.7118279569795,2656.0891013824921,3210.6418279569511,0,0,0,1116.6250844854098,1318.9634024577624]
[null,null,null,"2018-10-20",10,2018,"102018",3360,19842.256034482638,23218.975369457959,22286.253325123365,19165.473645320657,21286.715394088558,24188.410591133052,null,24873.587438423576,24938.605295566558,25726.320443350189,26238.902709359616,23970.438669950901,24096.692487684853,null,0,0,0,22512.816009852537,25120.942364531988,null,null,null,null,null,null,null,null,null,null,null,null,null,null,null,null,null,null,null,null,null,null,null,null,null,"2018-10-20",10,2018,"102018",3360,4474.7486251920191,3334.3979723502362,2992.8229493087715,2152.0238632872351,2854.7014669738783,2671.4297542243039,2160.7239554531466,1654.978602150529,1137.8651075268845,2116.7118279569795,2656.0891013824921,3210.6418279569511,0,0,0,1116.6250844854098,1318.9634024577624]
[null,null,null,"2018-10-21",10,2018,"102018",3360,19842.256034482638,23218.975369457959,22286.253325123365,19165.473645320657,21286.715394088558,24188.410591133052,null,24873.587438423576,24938.605295566558,25726.320443350189,26238.902709359616,23970.438669950901,24096.692487684853,null,0,0,0,22512.816009852537,25120.942364531988,null,null,null,null,null,null,null,null,null,null,null,null,null,null,null,null,null,null,null,null,null,null,null,null,null,"2018-10-21",10,2018,"102018",3360,4474.7486251920191,3334.3979723502362,2992.8229493087715,2152.0238632872351,2854.7014669738783,2671.4297542243039,2160.7239554531466,1654.978602150529,1137.8651075268845,2116.7118279569795,2656.0891013824921,3210.6418279569511,0,0,0,1116.6250844854098,1318.9634024577624]
[null,null,null,"2018-10-22",10,2018,"102018",3360,19842.256034482638,23218.975369457959,22286.253325123365,19165.473645320657,21286.715394088558,24188.410591133052,null,24873.587438423576,24938.605295566558,25726.320443350189,26238.902709359616,23970.438669950901,24096.692487684853,null,0,0,0,22512.816009852537,25120.942364531988,null,null,null,null,null,null,null,null,null,null,null,null,null,null,null,null,null,null,null,null,null,null,null,null,null,"2018-10-22",10,2018,"102018",3360,4474.7486251920191,3334.3979723502362,2992.8229493087715,2152.0238632872351,2854.7014669738783,2671.4297542243039,2160.7239554531466,1654.978602150529,1137.8651075268845,2116.7118279569795,2656.0891013824921,3210.6418279569511,0,0,0,1116.6250844854098,1318.9634024577624]
[null,null,null,"2018-10-23",10,2018,"102018",3360,19842.256034482638,23218.975369457959,22286.253325123365,19165.473645320657,21286.715394088558,24188.410591133052,null,24873.587438423576,24938.605295566558,25726.320443350189,26238.902709359616,23970.438669950901,24096.692487684853,null,0,0,0,22512.816009852537,25120.942364531988,null,null,null,null,null,null,null,null,null,null,null,null,null,null,null,null,null,null,null,null,null,null,null,null,null,"2018-10-23",10,2018,"102018",3360,4474.7486251920191,3334.3979723502362,2992.8229493087715,2152.0238632872351,2854.7014669738783,2671.4297542243039,2160.7239554531466,1654.978602150529,1137.8651075268845,2116.7118279569795,2656.0891013824921,3210.6418279569511,0,0,0,1116.6250844854098,1318.9634024577624]
[null,null,null,"2018-10-24",10,2018,"102018",3360,19842.256034482638,23218.975369457959,22286.253325123365,19165.473645320657,21286.715394088558,24188.410591133052,null,24873.587438423576,24938.605295566558,25726.320443350189,26238.902709359616,23970.438669950901,24096.692487684853,null,0,0,0,22512.816009852537,25120.942364531988,null,null,null,null,null,null,null,null,null,null,null,null,null,null,null,null,null,null,null,null,null,null,null,null,null,"2018-10-24",10,2018,"102018",3360,4474.7486251920191,3334.3979723502362,2992.8229493087715,2152.0238632872351,2854.7014669738783,2671.4297542243039,2160.7239554531466,1654.978602150529,1137.8651075268845,2116.7118279569795,2656.0891013824921,3210.6418279569511,0,0,0,1116.6250844854098,1318.9634024577624]
[null,null,null,"2018-10-25",10,2018,"102018",3360,19842.256034482638,23218.975369457959,22286.253325123365,19165.473645320657,21286.715394088558,24188.410591133052,null,24873.587438423576,24938.605295566558,25726.320443350189,26238.902709359616,23970.438669950901,24096.692487684853,null,0,0,0,22512.816009852537,25120.942364531988,null,null,null,null,null,null,null,null,null,null,null,null,null,null,null,null,null,null,null,null,null,null,null,null,null,"2018-10-25",10,2018,"102018",3360,4474.7486251920191,3334.3979723502362,2992.8229493087715,2152.0238632872351,2854.7014669738783,2671.4297542243039,2160.7239554531466,1654.978602150529,1137.8651075268845,2116.7118279569795,2656.0891013824921,3210.6418279569511,0,0,0,1116.6250844854098,1318.9634024577624]
[null,null,null,"2018-10-26",10,2018,"102018",3360,19842.256034482638,23218.975369457959,22286.253325123365,19165.473645320657,21286.715394088558,24188.410591133052,null,24873.587438423576,24938.605295566558,25726.320443350189,26238.902709359616,23970.438669950901,24096.692487684853,null,0,0,0,22512.816009852537,25120.942364531988,null,null,null,null,null,null,null,null,null,null,null,null,null,null,null,null,null,null,null,null,null,null,null,null,null,"2018-10-26",10,2018,"102018",3360,4474.7486251920191,3334.3979723502362,2992.8229493087715,2152.0238632872351,2854.7014669738783,2671.4297542243039,2160.7239554531466,1654.978602150529,1137.8651075268845,2116.7118279569795,2656.0891013824921,3210.6418279569511,0,0,0,1116.6250844854098,1318.9634024577624]
[null,null,null,"2018-10-27",10,2018,"102018",3360,19842.256034482638,23218.975369457959,22286.253325123365,19165.473645320657,21286.715394088558,24188.410591133052,null,24873.587438423576,24938.605295566558,25726.320443350189,26238.902709359616,23970.438669950901,24096.692487684853,null,0,0,0,22512.816009852537,25120.942364531988,null,null,null,null,null,null,null,null,null,null,null,null,null,null,null,null,null,null,null,null,null,null,null,null,null,"2018-10-27",10,2018,"102018",3360,4474.7486251920191,3334.3979723502362,2992.8229493087715,2152.0238632872351,2854.7014669738783,2671.4297542243039,2160.7239554531466,1654.978602150529,1137.8651075268845,2116.7118279569795,2656.0891013824921,3210.6418279569511,0,0,0,1116.6250844854098,1318.9634024577624]
[null,null,null,"2018-10-28",10,2018,"102018",3360,19842.256034482638,23218.975369457959,22286.253325123365,19165.473645320657,21286.715394088558,24188.410591133052,null,24873.587438423576,24938.605295566558,25726.320443350189,26238.902709359616,23970.438669950901,24096.692487684853,null,0,0,0,22512.816009852537,25120.942364531988,null,null,null,null,null,null,null,null,null,null,null,null,null,null,null,null,null,null,null,null,null,null,null,null,null,"2018-10-28",10,2018,"102018",3360,4474.7486251920191,3334.3979723502362,2992.8229493087715,2152.0238632872351,2854.7014669738783,2671.4297542243039,2160.7239554531466,1654.978602150529,1137.8651075268845,2116.7118279569795,2656.0891013824921,3210.6418279569511,0,0,0,1116.6250844854098,1318.9634024577624]
[null,null,null,"2018-10-29",10,2018,"102018",3360,19842.256034482638,23218.975369457959,22286.253325123365,19165.473645320657,21286.715394088558,24188.410591133052,null,24873.587438423576,24938.605295566558,25726.320443350189,26238.902709359616,23970.438669950901,24096.692487684853,null,0,0,0,22512.816009852537,25120.942364531988,null,null,null,null,null,null,null,null,null,null,null,null,null,null,null,null,null,null,null,null,null,null,null,null,null,"2018-10-29",10,2018,"102018",3360,4474.7486251920191,3334.3979723502362,2992.8229493087715,2152.0238632872351,2854.7014669738783,2671.4297542243039,2160.7239554531466,1654.978602150529,1137.8651075268845,2116.7118279569795,2656.0891013824921,3210.6418279569511,0,0,0,1116.6250844854098,1318.9634024577624]
[null,null,null,"2018-10-30",10,2018,"102018",3360,19842.256034482638,23218.975369457959,22286.253325123365,19165.473645320657,21286.715394088558,24188.410591133052,null,24873.587438423576,24938.605295566558,25726.320443350189,26238.902709359616,23970.438669950901,24096.692487684853,null,0,0,0,22512.816009852537,25120.942364531988,null,null,null,null,null,null,null,null,null,null,null,null,null,null,null,null,null,null,null,null,null,null,null,null,null,"2018-10-30",{"$f":"MONTH(BA4440)","v":10},{"$f":"YEAR(BA4440)","v":2018},{"$f":"BB4440&BC4440","v":"102018"},3360,{"$f":"SUMIF($AF$268:$AF$411,$G4440,CB$441:CB$522)+BF4439","v":4474.7486251920191},{"$f":"SUMIF($AF$268:$AF$411,$G4440,CC$441:CC$522)+BG4439","v":3334.3979723502362},{"$f":"SUMIF($AF$268:$AF$411,$G4440,CD$441:CD$522)+BH4439","v":2992.8229493087715},{"$f":"SUMIF($AF$268:$AF$411,$G4440,CE$441:CE$522)+BI4439","v":2152.0238632872351},{"$f":"SUMIF($AF$268:$AF$411,$G4440,CF$441:CF$522)+BJ4439","v":2854.7014669738783},{"$f":"SUMIF($AF$268:$AF$411,$G4440,CG$441:CG$522)+BK4439","v":2671.4297542243039},{"$f":"SUMIF($AF$268:$AF$411,$G4440,CH$441:CH$522)+BL4439","v":2160.7239554531466},{"$f":"SUMIF($AF$268:$AF$411,$G4440,CI$441:CI$522)+BM4439","v":1654.978602150529},{"$f":"SUMIF($AF$268:$AF$411,$G4440,CJ$441:CJ$522)+BN4439","v":1137.8651075268845},{"$f":"SUMIF($AF$268:$AF$411,$G4440,CK$441:CK$522)+BO4439","v":2116.7118279569795},{"$f":"SUMIF($AF$268:$AF$411,$G4440,CL$441:CL$522)+BP4439","v":2656.0891013824921},{"$f":"SUMIF($AF$268:$AF$411,$G4440,CM$441:CM$522)+BQ4439","v":3210.6418279569511},{"$f":"SUMIF($AF$268:$AF$411,$G4440,CN$441:CN$522)+BR4439","v":0},{"$f":"SUMIF($AF$268:$AF$411,$G4440,CO$441:CO$522)+BS4439","v":0},{"$f":"SUMIF($AF$268:$AF$411,$G4440,CP$441:CP$522)+BT4439","v":0},{"$f":"SUMIF($AF$268:$AF$411,$G4440,CQ$441:CQ$522)+BU4439","v":1116.6250844854098},{"$f":"SUMIF($AF$268:$AF$411,$G4440,CR$441:CR$522)+BV4439","v":1318.9634024577624}]
[null,null,null,"2018-10-31",10,2018,"102018",3360,19842.256034482638,23218.975369457959,22286.253325123365,19165.473645320657,21286.715394088558,24188.410591133052,null,24873.587438423576,24938.605295566558,25726.320443350189,26238.902709359616,23970.438669950901,24096.692487684853,null,0,0,0,22512.816009852537,25120.942364531988,null,null,null,null,null,null,null,null,null,null,null,null,null,null,null,null,null,null,null,null,null,null,null,null,null,"2018-10-31",10,2018,"102018",3360,4474.7486251920191,3334.3979723502362,2992.8229493087715,2152.0238632872351,2854.7014669738783,2671.4297542243039,2160.7239554531466,1654.978602150529,1137.8651075268845,2116.7118279569795,2656.0891013824921,3210.6418279569511,0,0,0,1116.6250844854098,1318.9634024577624]
[null,null,null,"2018-11-01",11,2018,"112018",3360,19842.256034482638,23218.975369457959,22286.253325123365,19165.473645320657,21286.715394088558,24188.410591133052,null,24873.587438423576,24938.605295566558,25726.320443350189,26238.902709359616,23970.438669950901,24096.692487684853,null,0,0,0,22512.816009852537,25120.942364531988,null,null,null,null,null,null,null,null,null,null,null,null,null,null,null,null,null,null,null,null,null,null,null,null,null,"2018-11-01",11,2018,"112018",3360,4474.7486251920191,3334.3979723502362,2992.8229493087715,2152.0238632872351,2854.7014669738783,2671.4297542243039,2160.7239554531466,1654.978602150529,1137.8651075268845,2116.7118279569795,2656.0891013824921,3210.6418279569511,0,0,0,1116.6250844854098,1318.9634024577624]
[null,null,null,"2018-11-02",11,2018,"112018",3360,19842.256034482638,23218.975369457959,22286.253325123365,19165.473645320657,21286.715394088558,24188.410591133052,null,24873.587438423576,24938.605295566558,25726.320443350189,26238.902709359616,23970.438669950901,24096.692487684853,null,0,0,0,22512.816009852537,25120.942364531988,null,null,null,null,null,null,null,null,null,null,null,null,null,null,null,null,null,null,null,null,null,null,null,null,null,"2018-11-02",11,2018,"112018",3360,4474.7486251920191,3334.3979723502362,2992.8229493087715,2152.0238632872351,2854.7014669738783,2671.4297542243039,2160.7239554531466,1654.978602150529,1137.8651075268845,2116.7118279569795,2656.0891013824921,3210.6418279569511,0,0,0,1116.6250844854098,1318.9634024577624]
[null,null,null,"2018-11-03",11,2018,"112018",3360,19842.256034482638,23218.975369457959,22286.253325123365,19165.473645320657,21286.715394088558,24188.410591133052,null,24873.587438423576,24938.605295566558,25726.320443350189,26238.902709359616,23970.438669950901,24096.692487684853,null,0,0,0,22512.816009852537,25120.942364531988,null,null,null,null,null,null,null,null,null,null,null,null,null,null,null,null,null,null,null,null,null,null,null,null,null,"2018-11-03",11,2018,"112018",3360,4474.7486251920191,3334.3979723502362,2992.8229493087715,2152.0238632872351,2854.7014669738783,2671.4297542243039,2160.7239554531466,1654.978602150529,1137.8651075268845,2116.7118279569795,2656.0891013824921,3210.6418279569511,0,0,0,1116.6250844854098,1318.9634024577624]
[null,null,null,"2018-11-04",11,2018,"112018",3360,19842.256034482638,23218.975369457959,22286.253325123365,19165.473645320657,21286.715394088558,24188.410591133052,null,24873.587438423576,24938.605295566558,25726.320443350189,26238.902709359616,23970.438669950901,24096.692487684853,null,0,0,0,22512.816009852537,25120.942364531988,null,null,null,null,null,null,null,null,null,null,null,null,null,null,null,null,null,null,null,null,null,null,null,null,null,"2018-11-04",11,2018,"112018",3360,4474.7486251920191,3334.3979723502362,2992.8229493087715,2152.0238632872351,2854.7014669738783,2671.4297542243039,2160.7239554531466,1654.978602150529,1137.8651075268845,2116.7118279569795,2656.0891013824921,3210.6418279569511,0,0,0,1116.6250844854098,1318.9634024577624]
[null,null,null,"2018-11-05",11,2018,"112018",3360,19842.256034482638,23218.975369457959,22286.253325123365,19165.473645320657,21286.715394088558,24188.410591133052,null,24873.587438423576,24938.605295566558,25726.320443350189,26238.902709359616,23970.438669950901,24096.692487684853,null,0,0,0,22512.816009852537,25120.942364531988,null,null,null,null,null,null,null,null,null,null,null,null,null,null,null,null,null,null,null,null,null,null,null,null,null,"2018-11-05",11,2018,"112018",3360,4474.7486251920191,3334.3979723502362,2992.8229493087715,2152.0238632872351,2854.7014669738783,2671.4297542243039,2160.7239554531466,1654.978602150529,1137.8651075268845,2116.7118279569795,2656.0891013824921,3210.6418279569511,0,0,0,1116.6250844854098,1318.9634024577624]
[null,null,null,"2018-11-06",11,2018,"112018",3360,19842.256034482638,23218.975369457959,22286.253325123365,19165.473645320657,21286.715394088558,24188.410591133052,null,24873.587438423576,24938.605295566558,25726.320443350189,26238.902709359616,23970.438669950901,24096.692487684853,null,0,0,0,22512.816009852537,25120.942364531988,null,null,null,null,null,null,null,null,null,null,null,null,null,null,null,null,null,null,null,null,null,null,null,null,null,"2018-11-06",11,2018,"112018",3360,4474.7486251920191,3334.3979723502362,2992.8229493087715,2152.0238632872351,2854.7014669738783,2671.4297542243039,2160.7239554531466,1654.978602150529,1137.8651075268845,2116.7118279569795,2656.0891013824921,3210.6418279569511,0,0,0,1116.6250844854098,1318.9634024577624]
[null,null,null,"2018-11-07",11,2018,"112018",3360,19842.256034482638,23218.975369457959,22286.253325123365,19165.473645320657,21286.715394088558,24188.410591133052,null,24873.587438423576,24938.605295566558,25726.320443350189,26238.902709359616,23970.438669950901,24096.692487684853,null,0,0,0,22512.816009852537,25120.942364531988,null,null,null,null,null,null,null,null,null,null,null,null,null,null,null,null,null,null,null,null,null,null,null,null,null,"2018-11-07",11,2018,"112018",3360,4474.7486251920191,3334.3979723502362,2992.8229493087715,2152.0238632872351,2854.7014669738783,2671.4297542243039,2160.7239554531466,1654.978602150529,1137.8651075268845,2116.7118279569795,2656.0891013824921,3210.6418279569511,0,0,0,1116.6250844854098,1318.9634024577624]
[null,null,null,"2018-11-08",11,2018,"112018",3360,19842.256034482638,23218.975369457959,22286.253325123365,19165.473645320657,21286.715394088558,24188.410591133052,null,24873.587438423576,24938.605295566558,25726.320443350189,26238.902709359616,23970.438669950901,24096.692487684853,null,0,0,0,22512.816009852537,25120.942364531988,null,null,null,null,null,null,null,null,null,null,null,null,null,null,null,null,null,null,null,null,null,null,null,null,null,"2018-11-08",11,2018,"112018",3360,4474.7486251920191,3334.3979723502362,2992.8229493087715,2152.0238632872351,2854.7014669738783,2671.4297542243039,2160.7239554531466,1654.978602150529,1137.8651075268845,2116.7118279569795,2656.0891013824921,3210.6418279569511,0,0,0,1116.6250844854098,1318.9634024577624]
[null,null,null,"2018-11-09",11,2018,"112018",3360,19842.256034482638,23218.975369457959,22286.253325123365,19165.473645320657,21286.715394088558,24188.410591133052,null,24873.587438423576,24938.605295566558,25726.320443350189,26238.902709359616,23970.438669950901,24096.692487684853,null,0,0,0,22512.816009852537,25120.942364531988,null,null,null,null,null,null,null,null,null,null,null,null,null,null,null,null,null,null,null,null,null,null,null,null,null,"2018-11-09",11,2018,"112018",3360,4474.7486251920191,3334.3979723502362,2992.8229493087715,2152.0238632872351,2854.7014669738783,2671.4297542243039,2160.7239554531466,1654.978602150529,1137.8651075268845,2116.7118279569795,2656.0891013824921,3210.6418279569511,0,0,0,1116.6250844854098,1318.9634024577624]
[null,null,null,"2018-11-10",11,2018,"112018",3360,19842.256034482638,23218.975369457959,22286.253325123365,19165.473645320657,21286.715394088558,24188.410591133052,null,24873.587438423576,24938.605295566558,25726.320443350189,26238.902709359616,23970.438669950901,24096.692487684853,null,0,0,0,22512.816009852537,25120.942364531988,null,null,null,null,null,null,null,null,null,null,null,null,null,null,null,null,null,null,null,null,null,null,null,null,null,"2018-11-10",11,2018,"112018",3360,4474.7486251920191,3334.3979723502362,2992.8229493087715,2152.0238632872351,2854.7014669738783,2671.4297542243039,2160.7239554531466,1654.978602150529,1137.8651075268845,2116.7118279569795,2656.0891013824921,3210.6418279569511,0,0,0,1116.6250844854098,1318.9634024577624]
[null,null,null,"2018-11-11",11,2018,"112018",3360,19842.256034482638,23218.975369457959,22286.253325123365,19165.473645320657,21286.715394088558,24188.410591133052,null,24873.587438423576,24938.605295566558,25726.320443350189,26238.902709359616,23970.438669950901,24096.692487684853,null,0,0,0,22512.816009852537,25120.942364531988,null,null,null,null,null,null,null,null,null,null,null,null,null,null,null,null,null,null,null,null,null,null,null,null,null,"2018-11-11",11,2018,"112018",3360,4474.7486251920191,3334.3979723502362,2992.8229493087715,2152.0238632872351,2854.7014669738783,2671.4297542243039,2160.7239554531466,1654.978602150529,1137.8651075268845,2116.7118279569795,2656.0891013824921,3210.6418279569511,0,0,0,1116.6250844854098,1318.9634024577624]
[null,null,null,"2018-11-12",11,2018,"112018",3360,19842.256034482638,23218.975369457959,22286.253325123365,19165.473645320657,21286.715394088558,24188.410591133052,null,24873.587438423576,24938.605295566558,25726.320443350189,26238.902709359616,23970.438669950901,24096.692487684853,null,0,0,0,22512.816009852537,25120.942364531988,null,null,null,null,null,null,null,null,null,null,null,null,null,null,null,null,null,null,null,null,null,null,null,null,null,"2018-11-12",11,2018,"112018",3360,4474.7486251920191,3334.3979723502362,2992.8229493087715,2152.0238632872351,2854.7014669738783,2671.4297542243039,2160.7239554531466,1654.978602150529,1137.8651075268845,2116.7118279569795,2656.0891013824921,3210.6418279569511,0,0,0,1116.6250844854098,1318.9634024577624]
[null,null,null,"2018-11-13",11,2018,"112018",3360,19842.256034482638,23218.975369457959,22286.253325123365,19165.473645320657,21286.715394088558,24188.410591133052,null,24873.587438423576,24938.605295566558,25726.320443350189,26238.902709359616,23970.438669950901,24096.692487684853,null,0,0,0,22512.816009852537,25120.942364531988,null,null,null,null,null,null,null,null,null,null,null,null,null,null,null,null,null,null,null,null,null,null,null,null,null,"2018-11-13",11,2018,"112018",3360,4474.7486251920191,3334.3979723502362,2992.8229493087715,2152.0238632872351,2854.7014669738783,2671.4297542243039,2160.7239554531466,1654.978602150529,1137.8651075268845,2116.7118279569795,2656.0891013824921,3210.6418279569511,0,0,0,1116.6250844854098,1318.9634024577624]
[null,null,null,"2018-11-14",11,2018,"112018",3360,19842.256034482638,23218.975369457959,22286.253325123365,19165.473645320657,21286.715394088558,24188.410591133052,null,24873.587438423576,24938.605295566558,25726.320443350189,26238.902709359616,23970.438669950901,24096.692487684853,null,0,0,0,22512.816009852537,25120.942364531988,null,null,null,null,null,null,null,null,null,null,null,null,null,null,null,null,null,null,null,null,null,null,null,null,null,"2018-11-14",11,2018,"112018",3360,4474.7486251920191,3334.3979723502362,2992.8229493087715,2152.0238632872351,2854.7014669738783,2671.4297542243039,2160.7239554531466,1654.978602150529,1137.8651075268845,2116.7118279569795,2656.0891013824921,3210.6418279569511,0,0,0,1116.6250844854098,1318.9634024577624]
[null,null,null,"2018-11-15",11,2018,"112018",3360,19842.256034482638,23218.975369457959,22286.253325123365,19165.473645320657,21286.715394088558,24188.410591133052,null,24873.587438423576,24938.605295566558,25726.320443350189,26238.902709359616,23970.438669950901,24096.692487684853,null,0,0,0,22512.816009852537,25120.942364531988,null,null,null,null,null,null,null,null,null,null,null,null,null,null,null,null,null,null,null,null,null,null,null,null,null,"2018-11-15",11,2018,"112018",3360,4474.7486251920191,3334.3979723502362,2992.8229493087715,2152.0238632872351,2854.7014669738783,2671.4297542243039,2160.7239554531466,1654.978602150529,1137.8651075268845,2116.7118279569795,2656.0891013824921,3210.6418279569511,0,0,0,1116.6250844854098,1318.9634024577624]
[null,null,null,"2018-11-16",11,2018,"112018",3360,19842.256034482638,23218.975369457959,22286.253325123365,19165.473645320657,21286.715394088558,24188.410591133052,null,24873.587438423576,24938.605295566558,25726.320443350189,26238.902709359616,23970.438669950901,24096.692487684853,null,0,0,0,22512.816009852537,25120.942364531988,null,null,null,null,null,null,null,null,null,null,null,null,null,null,null,null,null,null,null,null,null,null,null,null,null,"2018-11-16",11,2018,"112018",3360,4474.7486251920191,3334.3979723502362,2992.8229493087715,2152.0238632872351,2854.7014669738783,2671.4297542243039,2160.7239554531466,1654.978602150529,1137.8651075268845,2116.7118279569795,2656.0891013824921,3210.6418279569511,0,0,0,1116.6250844854098,1318.9634024577624]
[null,null,null,"2018-11-17",11,2018,"112018",3360,19842.256034482638,23218.975369457959,22286.253325123365,19165.473645320657,21286.715394088558,24188.410591133052,null,24873.587438423576,24938.605295566558,25726.320443350189,26238.902709359616,23970.438669950901,24096.692487684853,null,0,0,0,22512.816009852537,25120.942364531988,null,null,null,null,null,null,null,null,null,null,null,null,null,null,null,null,null,null,null,null,null,null,null,null,null,"2018-11-17",11,2018,"112018",3360,4474.7486251920191,3334.3979723502362,2992.8229493087715,2152.0238632872351,2854.7014669738783,2671.4297542243039,2160.7239554531466,1654.978602150529,1137.8651075268845,2116.7118279569795,2656.0891013824921,3210.6418279569511,0,0,0,1116.6250844854098,1318.9634024577624]
[null,null,null,"2018-11-18",11,2018,"112018",3360,19842.256034482638,23218.975369457959,22286.253325123365,19165.473645320657,21286.715394088558,24188.410591133052,null,24873.587438423576,24938.605295566558,25726.320443350189,26238.902709359616,23970.438669950901,24096.692487684853,null,0,0,0,22512.816009852537,25120.942364531988,null,null,null,null,null,null,null,null,null,null,null,null,null,null,null,null,null,null,null,null,null,null,null,null,null,"2018-11-18",11,2018,"112018",3360,4474.7486251920191,3334.3979723502362,2992.8229493087715,2152.0238632872351,2854.7014669738783,2671.4297542243039,2160.7239554531466,1654.978602150529,1137.8651075268845,2116.7118279569795,2656.0891013824921,3210.6418279569511,0,0,0,1116.6250844854098,1318.9634024577624]
[null,null,null,"2018-11-19",11,2018,"112018",3360,19842.256034482638,23218.975369457959,22286.253325123365,19165.473645320657,21286.715394088558,24188.410591133052,null,24873.587438423576,24938.605295566558,25726.320443350189,26238.902709359616,23970.438669950901,24096.692487684853,null,0,0,0,22512.816009852537,25120.942364531988,null,null,null,null,null,null,null,null,null,null,null,null,null,null,null,null,null,null,null,null,null,null,null,null,null,"2018-11-19",11,2018,"112018",3360,4474.7486251920191,3334.3979723502362,2992.8229493087715,2152.0238632872351,2854.7014669738783,2671.4297542243039,2160.7239554531466,1654.978602150529,1137.8651075268845,2116.7118279569795,2656.0891013824921,3210.6418279569511,0,0,0,1116.6250844854098,1318.9634024577624]
[null,null,null,"2018-11-20",11,2018,"112018",3360,19842.256034482638,23218.975369457959,22286.253325123365,19165.473645320657,21286.715394088558,24188.410591133052,null,24873.587438423576,24938.605295566558,25726.320443350189,26238.902709359616,23970.438669950901,24096.692487684853,null,0,0,0,22512.816009852537,25120.942364531988,null,null,null,null,null,null,null,null,null,null,null,null,null,null,null,null,null,null,null,null,null,null,null,null,null,"2018-11-20",11,2018,"112018",3360,4474.7486251920191,3334.3979723502362,2992.8229493087715,2152.0238632872351,2854.7014669738783,2671.4297542243039,2160.7239554531466,1654.978602150529,1137.8651075268845,2116.7118279569795,2656.0891013824921,3210.6418279569511,0,0,0,1116.6250844854098,1318.9634024577624]
[null,null,null,"2018-11-21",11,2018,"112018",3360,19842.256034482638,23218.975369457959,22286.253325123365,19165.473645320657,21286.715394088558,24188.410591133052,null,24873.587438423576,24938.605295566558,25726.320443350189,26238.902709359616,23970.438669950901,24096.692487684853,null,0,0,0,22512.816009852537,25120.942364531988,null,null,null,null,null,null,null,null,null,null,null,null,null,null,null,null,null,null,null,null,null,null,null,null,null,"2018-11-21",11,2018,"112018",3360,4474.7486251920191,3334.3979723502362,2992.8229493087715,2152.0238632872351,2854.7014669738783,2671.4297542243039,2160.7239554531466,1654.978602150529,1137.8651075268845,2116.7118279569795,2656.0891013824921,3210.6418279569511,0,0,0,1116.6250844854098,1318.9634024577624]
[null,null,null,"2018-11-22",11,2018,"112018",3360,19842.256034482638,23218.975369457959,22286.253325123365,19165.473645320657,21286.715394088558,24188.410591133052,null,24873.587438423576,24938.605295566558,25726.320443350189,26238.902709359616,23970.438669950901,24096.692487684853,null,0,0,0,22512.816009852537,25120.942364531988,null,null,null,null,null,null,null,null,null,null,null,null,null,null,null,null,null,null,null,null,null,null,null,null,null,"2018-11-22",11,2018,"112018",3360,4474.7486251920191,3334.3979723502362,2992.8229493087715,2152.0238632872351,2854.7014669738783,2671.4297542243039,2160.7239554531466,1654.978602150529,1137.8651075268845,2116.7118279569795,2656.0891013824921,3210.6418279569511,0,0,0,1116.6250844854098,1318.9634024577624]
[null,null,null,"2018-11-23",11,2018,"112018",3360,19842.256034482638,23218.975369457959,22286.253325123365,19165.473645320657,21286.715394088558,24188.410591133052,null,24873.587438423576,24938.605295566558,25726.320443350189,26238.902709359616,23970.438669950901,24096.692487684853,null,0,0,0,22512.816009852537,25120.942364531988,null,null,null,null,null,null,null,null,null,null,null,null,null,null,null,null,null,null,null,null,null,null,null,null,null,"2018-11-23",11,2018,"112018",3360,4474.7486251920191,3334.3979723502362,2992.8229493087715,2152.0238632872351,2854.7014669738783,2671.4297542243039,2160.7239554531466,1654.978602150529,1137.8651075268845,2116.7118279569795,2656.0891013824921,3210.6418279569511,0,0,0,1116.6250844854098,1318.9634024577624]
[null,null,null,"2018-11-24",11,2018,"112018",3360,19842.256034482638,23218.975369457959,22286.253325123365,19165.473645320657,21286.715394088558,24188.410591133052,null,24873.587438423576,24938.605295566558,25726.320443350189,26238.902709359616,23970.438669950901,24096.692487684853,null,0,0,0,22512.816009852537,25120.942364531988,null,null,null,null,null,null,null,null,null,null,null,null,null,null,null,null,null,null,null,null,null,null,null,null,null,"2018-11-24",11,2018,"112018",3360,4474.7486251920191,3334.3979723502362,2992.8229493087715,2152.0238632872351,2854.7014669738783,2671.4297542243039,2160.7239554531466,1654.978602150529,1137.8651075268845,2116.7118279569795,2656.0891013824921,3210.6418279569511,0,0,0,1116.6250844854098,1318.9634024577624]
[null,null,null,"2018-11-25",11,2018,"112018",3360,19842.256034482638,23218.975369457959,22286.253325123365,19165.473645320657,21286.715394088558,24188.410591133052,null,24873.587438423576,24938.605295566558,25726.320443350189,26238.902709359616,23970.438669950901,24096.692487684853,null,0,0,0,22512.816009852537,25120.942364531988,null,null,null,null,null,null,null,null,null,null,null,null,null,null,null,null,null,null,null,null,null,null,null,null,null,"2018-11-25",11,2018,"112018",3360,4474.7486251920191,3334.3979723502362,2992.8229493087715,2152.0238632872351,2854.7014669738783,2671.4297542243039,2160.7239554531466,1654.978602150529,1137.8651075268845,2116.7118279569795,2656.0891013824921,3210.6418279569511,0,0,0,1116.6250844854098,1318.9634024577624]
[null,null,null,"2018-11-26",11,2018,"112018",3360,19842.256034482638,23218.975369457959,22286.253325123365,19165.473645320657,21286.715394088558,24188.410591133052,null,24873.587438423576,24938.605295566558,25726.320443350189,26238.902709359616,23970.438669950901,24096.692487684853,null,0,0,0,22512.816009852537,25120.942364531988,null,null,null,null,null,null,null,null,null,null,null,null,null,null,null,null,null,null,null,null,null,null,null,null,null,"2018-11-26",11,2018,"112018",3360,4474.7486251920191,3334.3979723502362,2992.8229493087715,2152.0238632872351,2854.7014669738783,2671.4297542243039,2160.7239554531466,1654.978602150529,1137.8651075268845,2116.7118279569795,2656.0891013824921,3210.6418279569511,0,0,0,1116.6250844854098,1318.9634024577624]
[null,null,null,"2018-11-27",11,2018,"112018",3360,19842.256034482638,23218.975369457959,22286.253325123365,19165.473645320657,21286.715394088558,24188.410591133052,null,24873.587438423576,24938.605295566558,25726.320443350189,26238.902709359616,23970.438669950901,24096.692487684853,null,0,0,0,22512.816009852537,25120.942364531988,null,null,null,null,null,null,null,null,null,null,null,null,null,null,null,null,null,null,null,null,null,null,null,null,null,"2018-11-27",11,2018,"112018",3360,4474.7486251920191,3334.3979723502362,2992.8229493087715,2152.0238632872351,2854.7014669738783,2671.4297542243039,2160.7239554531466,1654.978602150529,1137.8651075268845,2116.7118279569795,2656.0891013824921,3210.6418279569511,0,0,0,1116.6250844854098,1318.9634024577624]
[null,null,null,"2018-11-28",11,2018,"112018",3360,19842.256034482638,23218.975369457959,22286.253325123365,19165.473645320657,21286.715394088558,24188.410591133052,null,24873.587438423576,24938.605295566558,25726.320443350189,26238.902709359616,23970.438669950901,24096.692487684853,null,0,0,0,22512.816009852537,25120.942364531988,null,null,null,null,null,null,null,null,null,null,null,null,null,null,null,null,null,null,null,null,null,null,null,null,null,"2018-11-28",11,2018,"112018",3360,4474.7486251920191,3334.3979723502362,2992.8229493087715,2152.0238632872351,2854.7014669738783,2671.4297542243039,2160.7239554531466,1654.978602150529,1137.8651075268845,2116.7118279569795,2656.0891013824921,3210.6418279569511,0,0,0,1116.6250844854098,1318.9634024577624]
[null,null,null,"2018-11-29",11,2018,"112018",3360,19842.256034482638,23218.975369457959,22286.253325123365,19165.473645320657,21286.715394088558,24188.410591133052,null,24873.587438423576,24938.605295566558,25726.320443350189,26238.902709359616,23970.438669950901,24096.692487684853,null,0,0,0,22512.816009852537,25120.942364531988,null,null,null,null,null,null,null,null,null,null,null,null,null,null,null,null,null,null,null,null,null,null,null,null,null,"2018-11-29",11,2018,"112018",3360,4474.7486251920191,3334.3979723502362,2992.8229493087715,2152.0238632872351,2854.7014669738783,2671.4297542243039,2160.7239554531466,1654.978602150529,1137.8651075268845,2116.7118279569795,2656.0891013824921,3210.6418279569511,0,0,0,1116.6250844854098,1318.9634024577624]
[null,null,null,"2018-11-30",11,2018,"112018",3360,19842.256034482638,23218.975369457959,22286.253325123365,19165.473645320657,21286.715394088558,24188.410591133052,null,24873.587438423576,24938.605295566558,25726.320443350189,26238.902709359616,23970.438669950901,24096.692487684853,null,0,0,0,22512.816009852537,25120.942364531988,null,null,null,null,null,null,null,null,null,null,null,null,null,null,null,null,null,null,null,null,null,null,null,null,null,"2018-11-30",11,2018,"112018",3360,4474.7486251920191,3334.3979723502362,2992.8229493087715,2152.0238632872351,2854.7014669738783,2671.4297542243039,2160.7239554531466,1654.978602150529,1137.8651075268845,2116.7118279569795,2656.0891013824921,3210.6418279569511,0,0,0,1116.6250844854098,1318.9634024577624]
[null,null,null,"2018-12-01",12,2018,"122018",3360,19842.256034482638,23218.975369457959,22286.253325123365,19165.473645320657,21286.715394088558,24188.410591133052,null,24873.587438423576,24938.605295566558,25726.320443350189,26238.902709359616,23970.438669950901,24096.692487684853,null,0,0,0,22512.816009852537,25120.942364531988,null,null,null,null,null,null,null,null,null,null,null,null,null,null,null,null,null,null,null,null,null,null,null,null,null,"2018-12-01",12,2018,"122018",3360,4474.7486251920191,3334.3979723502362,2992.8229493087715,2152.0238632872351,2854.7014669738783,2671.4297542243039,2160.7239554531466,1654.978602150529,1137.8651075268845,2116.7118279569795,2656.0891013824921,3210.6418279569511,0,0,0,1116.6250844854098,1318.9634024577624]
[null,null,null,"2018-12-02",12,2018,"122018",3360,19842.256034482638,23218.975369457959,22286.253325123365,19165.473645320657,21286.715394088558,24188.410591133052,null,24873.587438423576,24938.605295566558,25726.320443350189,26238.902709359616,23970.438669950901,24096.692487684853,null,0,0,0,22512.816009852537,25120.942364531988,null,null,null,null,null,null,null,null,null,null,null,null,null,null,null,null,null,null,null,null,null,null,null,null,null,"2018-12-02",12,2018,"122018",3360,4474.7486251920191,3334.3979723502362,2992.8229493087715,2152.0238632872351,2854.7014669738783,2671.4297542243039,2160.7239554531466,1654.978602150529,1137.8651075268845,2116.7118279569795,2656.0891013824921,3210.6418279569511,0,0,0,1116.6250844854098,1318.9634024577624]
[null,null,null,"2018-12-03",12,2018,"122018",3360,19842.256034482638,23218.975369457959,22286.253325123365,19165.473645320657,21286.715394088558,24188.410591133052,null,24873.587438423576,24938.605295566558,25726.320443350189,26238.902709359616,23970.438669950901,24096.692487684853,null,0,0,0,22512.816009852537,25120.942364531988,null,null,null,null,null,null,null,null,null,null,null,null,null,null,null,null,null,null,null,null,null,null,null,null,null,"2018-12-03",12,2018,"122018",3360,4474.7486251920191,3334.3979723502362,2992.8229493087715,2152.0238632872351,2854.7014669738783,2671.4297542243039,2160.7239554531466,1654.978602150529,1137.8651075268845,2116.7118279569795,2656.0891013824921,3210.6418279569511,0,0,0,1116.6250844854098,1318.9634024577624]
[null,null,null,"2018-12-04",12,2018,"122018",3360,19842.256034482638,23218.975369457959,22286.253325123365,19165.473645320657,21286.715394088558,24188.410591133052,null,24873.587438423576,24938.605295566558,25726.320443350189,26238.902709359616,23970.438669950901,24096.692487684853,null,0,0,0,22512.816009852537,25120.942364531988,null,null,null,null,null,null,null,null,null,null,null,null,null,null,null,null,null,null,null,null,null,null,null,null,null,"2018-12-04",12,2018,"122018",3360,4474.7486251920191,3334.3979723502362,2992.8229493087715,2152.0238632872351,2854.7014669738783,2671.4297542243039,2160.7239554531466,1654.978602150529,1137.8651075268845,2116.7118279569795,2656.0891013824921,3210.6418279569511,0,0,0,1116.6250844854098,1318.9634024577624]
[null,null,null,"2018-12-05",12,2018,"122018",3360,19842.256034482638,23218.975369457959,22286.253325123365,19165.473645320657,21286.715394088558,24188.410591133052,null,24873.587438423576,24938.605295566558,25726.320443350189,26238.902709359616,23970.438669950901,24096.692487684853,null,0,0,0,22512.816009852537,25120.942364531988,null,null,null,null,null,null,null,null,null,null,null,null,null,null,null,null,null,null,null,null,null,null,null,null,null,"2018-12-05",12,2018,"122018",3360,4474.7486251920191,3334.3979723502362,2992.8229493087715,2152.0238632872351,2854.7014669738783,2671.4297542243039,2160.7239554531466,1654.978602150529,1137.8651075268845,2116.7118279569795,2656.0891013824921,3210.6418279569511,0,0,0,1116.6250844854098,1318.9634024577624]
[null,null,null,"2018-12-06",{"$f":"MONTH(D4477)","v":12},{"$f":"YEAR(D4477)","v":2018},{"$f":"E4477&F4477","v":"122018"},3360,{"$f":"SUMIF($AF$268:$AF$411,$G4477,AG$268:AG$411)+I4476","v":19842.256034482638},{"$f":"SUMIF($AF$268:$AF$411,$G4477,AH$268:AH$411)+J4476","v":23218.975369457959},{"$f":"SUMIF($AF$268:$AF$411,$G4477,AI$268:AI$411)+K4476","v":22286.253325123365},{"$f":"SUMIF($AF$268:$AF$411,$G4477,AJ$268:AJ$411)+L4476","v":19165.473645320657},{"$f":"SUMIF($AF$268:$AF$411,$G4477,AK$268:AK$411)+M4476","v":21286.715394088558},{"$f":"SUMIF($AF$268:$AF$411,$G4477,AL$268:AL$411)+N4476","v":24188.410591133052},null,{"$f":"SUMIF($AF$268:$AF$411,$G4477,AM$268:AM$411)+P4476","v":24873.587438423576},{"$f":"SUMIF($AF$268:$AF$411,$G4477,AN$268:AN$411)+Q4476","v":24938.605295566558},{"$f":"SUMIF($AF$268:$AF$411,$G4477,AO$268:AO$411)+R4476","v":25726.320443350189},{"$f":"SUMIF($AF$268:$AF$411,$G4477,AP$268:AP$411)+S4476","v":26238.902709359616},{"$f":"SUMIF($AF$268:$AF$411,$G4477,AQ$268:AQ$411)+T4476","v":23970.438669950901},{"$f":"SUMIF($AF$268:$AF$411,$G4477,AR$268:AR$411)+U4476","v":24096.692487684853},null,{"$f":"SUMIF($AF$268:$AF$411,$G4477,AS$268:AS$411)+W4476","v":0},{"$f":"SUMIF($AF$268:$AF$411,$G4477,AT$268:AT$411)+X4476","v":0},{"$f":"SUMIF($AF$268:$AF$411,$G4477,AU$268:AU$411)+Y4476","v":0},{"$f":"SUMIF($AF$268:$AF$411,$G4477,AV$268:AV$411)+Z4476","v":22512.816009852537},{"$f":"SUMIF($AF$268:$AF$411,$G4477,AW$268:AW$411)+AA4476","v":25120.942364531988},null,null,null,null,null,null,null,null,null,null,null,null,null,null,null,null,null,null,null,null,null,null,null,null,null,"2018-12-06",12,2018,"122018",3360,4474.7486251920191,3334.3979723502362,2992.8229493087715,2152.0238632872351,2854.7014669738783,2671.4297542243039,2160.7239554531466,1654.978602150529,1137.8651075268845,2116.7118279569795,2656.0891013824921,3210.6418279569511,0,0,0,1116.6250844854098,1318.9634024577624]
[null,null,null,"2018-12-07",12,2018,"122018",3360,19842.256034482638,23218.975369457959,22286.253325123365,19165.473645320657,21286.715394088558,24188.410591133052,null,24873.587438423576,24938.605295566558,25726.320443350189,26238.902709359616,23970.438669950901,24096.692487684853,null,0,0,0,22512.816009852537,25120.942364531988,null,null,null,null,null,null,null,null,null,null,null,null,null,null,null,null,null,null,null,null,null,null,null,null,null,"2018-12-07",12,2018,"122018",3360,4474.7486251920191,3334.3979723502362,2992.8229493087715,2152.0238632872351,2854.7014669738783,2671.4297542243039,2160.7239554531466,1654.978602150529,1137.8651075268845,2116.7118279569795,2656.0891013824921,3210.6418279569511,0,0,0,1116.6250844854098,1318.9634024577624]
[null,null,null,"2018-12-08",12,2018,"122018",3360,19842.256034482638,23218.975369457959,22286.253325123365,19165.473645320657,21286.715394088558,24188.410591133052,null,24873.587438423576,24938.605295566558,25726.320443350189,26238.902709359616,23970.438669950901,24096.692487684853,null,0,0,0,22512.816009852537,25120.942364531988,null,null,null,null,null,null,null,null,null,null,null,null,null,null,null,null,null,null,null,null,null,null,null,null,null,"2018-12-08",12,2018,"122018",3360,4474.7486251920191,3334.3979723502362,2992.8229493087715,2152.0238632872351,2854.7014669738783,2671.4297542243039,2160.7239554531466,1654.978602150529,1137.8651075268845,2116.7118279569795,2656.0891013824921,3210.6418279569511,0,0,0,1116.6250844854098,1318.9634024577624]
[null,null,null,"2018-12-09",12,2018,"122018",3360,19842.256034482638,23218.975369457959,22286.253325123365,19165.473645320657,21286.715394088558,24188.410591133052,null,24873.587438423576,24938.605295566558,25726.320443350189,26238.902709359616,23970.438669950901,24096.692487684853,null,0,0,0,22512.816009852537,25120.942364531988,null,null,null,null,null,null,null,null,null,null,null,null,null,null,null,null,null,null,null,null,null,null,null,null,null,"2018-12-09",12,2018,"122018",3360,4474.7486251920191,3334.3979723502362,2992.8229493087715,2152.0238632872351,2854.7014669738783,2671.4297542243039,2160.7239554531466,1654.978602150529,1137.8651075268845,2116.7118279569795,2656.0891013824921,3210.6418279569511,0,0,0,1116.6250844854098,1318.9634024577624]
[null,null,null,"2018-12-10",12,2018,"122018",3360,19842.256034482638,23218.975369457959,22286.253325123365,19165.473645320657,21286.715394088558,24188.410591133052,null,24873.587438423576,24938.605295566558,25726.320443350189,26238.902709359616,23970.438669950901,24096.692487684853,null,0,0,0,22512.816009852537,25120.942364531988,null,null,null,null,null,null,null,null,null,null,null,null,null,null,null,null,null,null,null,null,null,null,null,null,null,"2018-12-10",12,2018,"122018",3360,4474.7486251920191,3334.3979723502362,2992.8229493087715,2152.0238632872351,2854.7014669738783,2671.4297542243039,2160.7239554531466,1654.978602150529,1137.8651075268845,2116.7118279569795,2656.0891013824921,3210.6418279569511,0,0,0,1116.6250844854098,1318.9634024577624]
[null,null,null,"2018-12-11",12,2018,"122018",3360,19842.256034482638,23218.975369457959,22286.253325123365,19165.473645320657,21286.715394088558,24188.410591133052,null,24873.587438423576,24938.605295566558,25726.320443350189,26238.902709359616,23970.438669950901,24096.692487684853,null,0,0,0,22512.816009852537,25120.942364531988,null,null,null,null,null,null,null,null,null,null,null,null,null,null,null,null,null,null,null,null,null,null,null,null,null,"2018-12-11",12,2018,"122018",3360,4474.7486251920191,3334.3979723502362,2992.8229493087715,2152.0238632872351,2854.7014669738783,2671.4297542243039,2160.7239554531466,1654.978602150529,1137.8651075268845,2116.7118279569795,2656.0891013824921,3210.6418279569511,0,0,0,1116.6250844854098,1318.9634024577624]
[null,null,null,"2018-12-12",12,2018,"122018",3360,19842.256034482638,23218.975369457959,22286.253325123365,19165.473645320657,21286.715394088558,24188.410591133052,null,24873.587438423576,24938.605295566558,25726.320443350189,26238.902709359616,23970.438669950901,24096.692487684853,null,0,0,0,22512.816009852537,25120.942364531988,null,null,null,null,null,null,null,null,null,null,null,null,null,null,null,null,null,null,null,null,null,null,null,null,null,"2018-12-12",12,2018,"122018",3360,4474.7486251920191,3334.3979723502362,2992.8229493087715,2152.0238632872351,2854.7014669738783,2671.4297542243039,2160.7239554531466,1654.978602150529,1137.8651075268845,2116.7118279569795,2656.0891013824921,3210.6418279569511,0,0,0,1116.6250844854098,1318.9634024577624]
[null,null,null,"2018-12-13",12,2018,"122018",3360,19842.256034482638,23218.975369457959,22286.253325123365,19165.473645320657,21286.715394088558,24188.410591133052,null,24873.587438423576,24938.605295566558,25726.320443350189,26238.902709359616,23970.438669950901,24096.692487684853,null,0,0,0,22512.816009852537,25120.942364531988,null,null,null,null,null,null,null,null,null,null,null,null,null,null,null,null,null,null,null,null,null,null,null,null,null,"2018-12-13",12,2018,"122018",3360,4474.7486251920191,3334.3979723502362,2992.8229493087715,2152.0238632872351,2854.7014669738783,2671.4297542243039,2160.7239554531466,1654.978602150529,1137.8651075268845,2116.7118279569795,2656.0891013824921,3210.6418279569511,0,0,0,1116.6250844854098,1318.9634024577624]
[null,null,null,"2018-12-14",12,2018,"122018",3360,19842.256034482638,23218.975369457959,22286.253325123365,19165.473645320657,21286.715394088558,24188.410591133052,null,24873.587438423576,24938.605295566558,25726.320443350189,26238.902709359616,23970.438669950901,24096.692487684853,null,0,0,0,22512.816009852537,25120.942364531988,null,null,null,null,null,null,null,null,null,null,null,null,null,null,null,null,null,null,null,null,null,null,null,null,null,"2018-12-14",12,2018,"122018",3360,4474.7486251920191,3334.3979723502362,2992.8229493087715,2152.0238632872351,2854.7014669738783,2671.4297542243039,2160.7239554531466,1654.978602150529,1137.8651075268845,2116.7118279569795,2656.0891013824921,3210.6418279569511,0,0,0,1116.6250844854098,1318.9634024577624]
[null,null,null,"2018-12-15",12,2018,"122018",3360,19842.256034482638,23218.975369457959,22286.253325123365,19165.473645320657,21286.715394088558,24188.410591133052,null,24873.587438423576,24938.605295566558,25726.320443350189,26238.902709359616,23970.438669950901,24096.692487684853,null,0,0,0,22512.816009852537,25120.942364531988,null,null,null,null,null,null,null,null,null,null,null,null,null,null,null,null,null,null,null,null,null,null,null,null,null,"2018-12-15",12,2018,"122018",3360,4474.7486251920191,3334.3979723502362,2992.8229493087715,2152.0238632872351,2854.7014669738783,2671.4297542243039,2160.7239554531466,1654.978602150529,1137.8651075268845,2116.7118279569795,2656.0891013824921,3210.6418279569511,0,0,0,1116.6250844854098,1318.9634024577624]
[null,null,null,"2018-12-16",12,2018,"122018",3360,19842.256034482638,23218.975369457959,22286.253325123365,19165.473645320657,21286.715394088558,24188.410591133052,null,24873.587438423576,24938.605295566558,25726.320443350189,26238.902709359616,23970.438669950901,24096.692487684853,null,0,0,0,22512.816009852537,25120.942364531988,null,null,null,null,null,null,null,null,null,null,null,null,null,null,null,null,null,null,null,null,null,null,null,null,null,"2018-12-16",12,2018,"122018",3360,4474.7486251920191,3334.3979723502362,2992.8229493087715,2152.0238632872351,2854.7014669738783,2671.4297542243039,2160.7239554531466,1654.978602150529,1137.8651075268845,2116.7118279569795,2656.0891013824921,3210.6418279569511,0,0,0,1116.6250844854098,1318.9634024577624]
[null,null,null,"2018-12-17",12,2018,"122018",3360,19842.256034482638,23218.975369457959,22286.253325123365,19165.473645320657,21286.715394088558,24188.410591133052,null,24873.587438423576,24938.605295566558,25726.320443350189,26238.902709359616,23970.438669950901,24096.692487684853,null,0,0,0,22512.816009852537,25120.942364531988,null,null,null,null,null,null,null,null,null,null,null,null,null,null,null,null,null,null,null,null,null,null,null,null,null,"2018-12-17",12,2018,"122018",3360,4474.7486251920191,3334.3979723502362,2992.8229493087715,2152.0238632872351,2854.7014669738783,2671.4297542243039,2160.7239554531466,1654.978602150529,1137.8651075268845,2116.7118279569795,2656.0891013824921,3210.6418279569511,0,0,0,1116.6250844854098,1318.9634024577624]
[null,null,null,"2018-12-18",12,2018,"122018",3360,19842.256034482638,23218.975369457959,22286.253325123365,19165.473645320657,21286.715394088558,24188.410591133052,null,24873.587438423576,24938.605295566558,25726.320443350189,26238.902709359616,23970.438669950901,24096.692487684853,null,0,0,0,22512.816009852537,25120.942364531988,null,null,null,null,null,null,null,null,null,null,null,null,null,null,null,null,null,null,null,null,null,null,null,null,null,"2018-12-18",12,2018,"122018",3360,4474.7486251920191,3334.3979723502362,2992.8229493087715,2152.0238632872351,2854.7014669738783,2671.4297542243039,2160.7239554531466,1654.978602150529,1137.8651075268845,2116.7118279569795,2656.0891013824921,3210.6418279569511,0,0,0,1116.6250844854098,1318.9634024577624]
[null,null,null,"2018-12-19",12,2018,"122018",3360,19842.256034482638,23218.975369457959,22286.253325123365,19165.473645320657,21286.715394088558,24188.410591133052,null,24873.587438423576,24938.605295566558,25726.320443350189,26238.902709359616,23970.438669950901,24096.692487684853,null,0,0,0,22512.816009852537,25120.942364531988,null,null,null,null,null,null,null,null,null,null,null,null,null,null,null,null,null,null,null,null,null,null,null,null,null,"2018-12-19",12,2018,"122018",3360,4474.7486251920191,3334.3979723502362,2992.8229493087715,2152.0238632872351,2854.7014669738783,2671.4297542243039,2160.7239554531466,1654.978602150529,1137.8651075268845,2116.7118279569795,2656.0891013824921,3210.6418279569511,0,0,0,1116.6250844854098,1318.9634024577624]
[null,null,null,"2018-12-20",12,2018,"122018",3360,19842.256034482638,23218.975369457959,22286.253325123365,19165.473645320657,21286.715394088558,24188.410591133052,null,24873.587438423576,24938.605295566558,25726.320443350189,26238.902709359616,23970.438669950901,24096.692487684853,null,0,0,0,22512.816009852537,25120.942364531988,null,null,null,null,null,null,null,null,null,null,null,null,null,null,null,null,null,null,null,null,null,null,null,null,null,"2018-12-20",12,2018,"122018",3360,4474.7486251920191,3334.3979723502362,2992.8229493087715,2152.0238632872351,2854.7014669738783,2671.4297542243039,2160.7239554531466,1654.978602150529,1137.8651075268845,2116.7118279569795,2656.0891013824921,3210.6418279569511,0,0,0,1116.6250844854098,1318.9634024577624]
[null,null,null,"2018-12-21",12,2018,"122018",3360,19842.256034482638,23218.975369457959,22286.253325123365,19165.473645320657,21286.715394088558,24188.410591133052,null,24873.587438423576,24938.605295566558,25726.320443350189,26238.902709359616,23970.438669950901,24096.692487684853,null,0,0,0,22512.816009852537,25120.942364531988,null,null,null,null,null,null,null,null,null,null,null,null,null,null,null,null,null,null,null,null,null,null,null,null,null,"2018-12-21",12,2018,"122018",3360,4474.7486251920191,3334.3979723502362,2992.8229493087715,2152.0238632872351,2854.7014669738783,2671.4297542243039,2160.7239554531466,1654.978602150529,1137.8651075268845,2116.7118279569795,2656.0891013824921,3210.6418279569511,0,0,0,1116.6250844854098,1318.9634024577624]
[null,null,null,"2018-12-22",12,2018,"122018",3360,19842.256034482638,23218.975369457959,22286.253325123365,19165.473645320657,21286.715394088558,24188.410591133052,null,24873.587438423576,24938.605295566558,25726.320443350189,26238.902709359616,23970.438669950901,24096.692487684853,null,0,0,0,22512.816009852537,25120.942364531988,null,null,null,null,null,null,null,null,null,null,null,null,null,null,null,null,null,null,null,null,null,null,null,null,null,"2018-12-22",12,2018,"122018",3360,4474.7486251920191,3334.3979723502362,2992.8229493087715,2152.0238632872351,2854.7014669738783,2671.4297542243039,2160.7239554531466,1654.978602150529,1137.8651075268845,2116.7118279569795,2656.0891013824921,3210.6418279569511,0,0,0,1116.6250844854098,1318.9634024577624]
[null,null,null,"2018-12-23",12,2018,"122018",3360,19842.256034482638,23218.975369457959,22286.253325123365,19165.473645320657,21286.715394088558,24188.410591133052,null,24873.587438423576,24938.605295566558,25726.320443350189,26238.902709359616,23970.438669950901,24096.692487684853,null,0,0,0,22512.816009852537,25120.942364531988,null,null,null,null,null,null,null,null,null,null,null,null,null,null,null,null,null,null,null,null,null,null,null,null,null,"2018-12-23",12,2018,"122018",3360,4474.7486251920191,3334.3979723502362,2992.8229493087715,2152.0238632872351,2854.7014669738783,2671.4297542243039,2160.7239554531466,1654.978602150529,1137.8651075268845,2116.7118279569795,2656.0891013824921,3210.6418279569511,0,0,0,1116.6250844854098,1318.9634024577624]
[null,null,null,"2018-12-24",12,2018,"122018",3360,19842.256034482638,23218.975369457959,22286.253325123365,19165.473645320657,21286.715394088558,24188.410591133052,null,24873.587438423576,24938.605295566558,25726.320443350189,26238.902709359616,23970.438669950901,24096.692487684853,null,0,0,0,22512.816009852537,25120.942364531988,null,null,null,null,null,null,null,null,null,null,null,null,null,null,null,null,null,null,null,null,null,null,null,null,null,"2018-12-24",12,2018,"122018",3360,4474.7486251920191,3334.3979723502362,2992.8229493087715,2152.0238632872351,2854.7014669738783,2671.4297542243039,2160.7239554531466,1654.978602150529,1137.8651075268845,2116.7118279569795,2656.0891013824921,3210.6418279569511,0,0,0,1116.6250844854098,1318.9634024577624]
[null,null,null,"2018-12-25",12,2018,"122018",3360,19842.256034482638,23218.975369457959,22286.253325123365,19165.473645320657,21286.715394088558,24188.410591133052,null,24873.587438423576,24938.605295566558,25726.320443350189,26238.902709359616,23970.438669950901,24096.692487684853,null,0,0,0,22512.816009852537,25120.942364531988,null,null,null,null,null,null,null,null,null,null,null,null,null,null,null,null,null,null,null,null,null,null,null,null,null,"2018-12-25",12,2018,"122018",3360,4474.7486251920191,3334.3979723502362,2992.8229493087715,2152.0238632872351,2854.7014669738783,2671.4297542243039,2160.7239554531466,1654.978602150529,1137.8651075268845,2116.7118279569795,2656.0891013824921,3210.6418279569511,0,0,0,1116.6250844854098,1318.9634024577624]
[null,null,null,"2018-12-26",12,2018,"122018",3360,19842.256034482638,23218.975369457959,22286.253325123365,19165.473645320657,21286.715394088558,24188.410591133052,null,24873.587438423576,24938.605295566558,25726.320443350189,26238.902709359616,23970.438669950901,24096.692487684853,null,0,0,0,22512.816009852537,25120.942364531988,null,null,null,null,null,null,null,null,null,null,null,null,null,null,null,null,null,null,null,null,null,null,null,null,null,"2018-12-26",12,2018,"122018",3360,4474.7486251920191,3334.3979723502362,2992.8229493087715,2152.0238632872351,2854.7014669738783,2671.4297542243039,2160.7239554531466,1654.978602150529,1137.8651075268845,2116.7118279569795,2656.0891013824921,3210.6418279569511,0,0,0,1116.6250844854098,1318.9634024577624]
[null,null,null,"2018-12-27",12,2018,"122018",3360,19842.256034482638,23218.975369457959,22286.253325123365,19165.473645320657,21286.715394088558,24188.410591133052,null,24873.587438423576,24938.605295566558,25726.320443350189,26238.902709359616,23970.438669950901,24096.692487684853,null,0,0,0,22512.816009852537,25120.942364531988,null,null,null,null,null,null,null,null,null,null,null,null,null,null,null,null,null,null,null,null,null,null,null,null,null,"2018-12-27",12,2018,"122018",3360,4474.7486251920191,3334.3979723502362,2992.8229493087715,2152.0238632872351,2854.7014669738783,2671.4297542243039,2160.7239554531466,1654.978602150529,1137.8651075268845,2116.7118279569795,2656.0891013824921,3210.6418279569511,0,0,0,1116.6250844854098,1318.9634024577624]
[null,null,null,"2018-12-28",12,2018,"122018",3360,19842.256034482638,23218.975369457959,22286.253325123365,19165.473645320657,21286.715394088558,24188.410591133052,null,24873.587438423576,24938.605295566558,25726.320443350189,26238.902709359616,23970.438669950901,24096.692487684853,null,0,0,0,22512.816009852537,25120.942364531988,null,null,null,null,null,null,null,null,null,null,null,null,null,null,null,null,null,null,null,null,null,null,null,null,null,"2018-12-28",12,2018,"122018",3360,4474.7486251920191,3334.3979723502362,2992.8229493087715,2152.0238632872351,2854.7014669738783,2671.4297542243039,2160.7239554531466,1654.978602150529,1137.8651075268845,2116.7118279569795,2656.0891013824921,3210.6418279569511,0,0,0,1116.6250844854098,1318.9634024577624]
[null,null,null,"2018-12-29",12,2018,"122018",3360,19842.256034482638,23218.975369457959,22286.253325123365,19165.473645320657,21286.715394088558,24188.410591133052,null,24873.587438423576,24938.605295566558,25726.320443350189,26238.902709359616,23970.438669950901,24096.692487684853,null,0,0,0,22512.816009852537,25120.942364531988,null,null,null,null,null,null,null,null,null,null,null,null,null,null,null,null,null,null,null,null,null,null,null,null,null,"2018-12-29",12,2018,"122018",3360,4474.7486251920191,3334.3979723502362,2992.8229493087715,2152.0238632872351,2854.7014669738783,2671.4297542243039,2160.7239554531466,1654.978602150529,1137.8651075268845,2116.7118279569795,2656.0891013824921,3210.6418279569511,0,0,0,1116.6250844854098,1318.9634024577624]
[null,null,null,"2018-12-30",12,2018,"122018",3360,19842.256034482638,23218.975369457959,22286.253325123365,19165.473645320657,21286.715394088558,24188.410591133052,null,24873.587438423576,24938.605295566558,25726.320443350189,26238.902709359616,23970.438669950901,24096.692487684853,null,0,0,0,22512.816009852537,25120.942364531988,null,null,null,null,null,null,null,null,null,null,null,null,null,null,null,null,null,null,null,null,null,null,null,null,null,"2018-12-30",12,2018,"122018",3360,4474.7486251920191,3334.3979723502362,2992.8229493087715,2152.0238632872351,2854.7014669738783,2671.4297542243039,2160.7239554531466,1654.978602150529,1137.8651075268845,2116.7118279569795,2656.0891013824921,3210.6418279569511,0,0,0,1116.6250844854098,1318.9634024577624]
[null,null,null,"2018-12-31",12,2018,"122018",3360,19842.256034482638,23218.975369457959,22286.253325123365,19165.473645320657,21286.715394088558,24188.410591133052,null,24873.587438423576,24938.605295566558,25726.320443350189,26238.902709359616,23970.438669950901,24096.692487684853,null,0,0,0,22512.816009852537,25120.942364531988,null,null,null,null,null,null,null,null,null,null,null,null,null,null,null,null,null,null,null,null,null,null,null,null,null,"2018-12-31",12,2018,"122018",3360,4474.7486251920191,3334.3979723502362,2992.8229493087715,2152.0238632872351,2854.7014669738783,2671.4297542243039,2160.7239554531466,1654.978602150529,1137.8651075268845,2116.7118279569795,2656.0891013824921,3210.6418279569511,0,0,0,1116.6250844854098,1318.9634024577624]
[null,null,null,"2019-01-01",1,2019,"12019",3360,19842.256034482638,23218.975369457959,22286.253325123365,19165.473645320657,21286.715394088558,24188.410591133052,null,24873.587438423576,24938.605295566558,25726.320443350189,26238.902709359616,23970.438669950901,24096.692487684853,null,0,0,0,22512.816009852537,25120.942364531988,null,null,null,null,null,null,null,null,null,null,null,null,null,null,null,null,null,null,null,null,null,null,null,null,null,"2019-01-01",1,2019,"12019",3360,4474.7486251920191,3334.3979723502362,2992.8229493087715,2152.0238632872351,2854.7014669738783,2671.4297542243039,2160.7239554531466,1654.978602150529,1137.8651075268845,2116.7118279569795,2656.0891013824921,3210.6418279569511,0,0,0,1116.6250844854098,1318.9634024577624]

{"sheet":"Lookups","index":14,"n_rows":259,"n_cols":92,"rows_kept":259,"cut":false,"hidden":true,"merged":[[48,81,48,85],[63,81,63,85],[107,12,112,12]]}
[]
[null,null,"Sheet names"]
[null,"ShtNm1","Welcome Sheet"]
[null,"ShtNm2","A- General information"]
[null,"ShtNm3","B - Landlord services"]
[null,"ShNm3a","B1 - Tenant energy supplies"]
[null,"ShtNm4","C - Additional energy data"]
[null,"ShtNm5","D - Separable energy uses"]
[null,"ShtNm6","E - Additions and subtractions"]
[null,"ShtNm7","F - Data for benchmarking"]
[null,"ShtNm8","Pre- certificate"]
[null,"ShtNm9","LER Certificate"]
[]
[null,null,null,null,null,null,null,null,null,null,null,null,null,"List of fuels in use and carbon factors"]
[null,null,"Shared",null,null,null,null,null,null,null,null,null,null,"Landlord",null,null,null,null,null,null,null,null,"Tenant",null,null,"Landlord",null,null,"All",null,null,null,null,"Data quality"]
[null,null,null,null,null,null,null,null,null,null,null,null,null,null,null,null,1,2,3,"Default"]
[null,null,null,null,null,"QACarbFac","QAFlA","QAFuelCons","QAStand",null,null,null,null,"Fuel","In use?","FuelsInUse","NBFuelsInUse","Sheet B","Sheet C","Default","Factor","Fuel","In use?","TFuelsInUse","NBTFuelsInUse","In use?","LLFuelsInUse","NBLLFuelsInUse","In use?","AllFuelsInUse","NBAllFuelsInUse"]
[null,null,"YN",null,"DQI","Carbon factors","Floor area","Fuel consumption","Standard","score",null,null,null,{"$f":"IF(ISBLANK(J97),\"\",J97)","v":"Mains Electricity"},{"$f":"IF(ISNA(IF(VLOOKUP(N18,EnergyTable,'Energy calcs'!$E$14,FALSE)<>0,1,0)),0,IF(VLOOKUP(N18,EnergyTable,'Energy calcs'!$E$14,FALSE)<>0,1,0))","v":0},{"$f":"IF(O18=1,N18,\"\")","v":""},{"$f":"IF(ROW()-ROW(FuelsInUse)+1>ROWS(NBFuelsInUse)-COUNTBLANK(FuelsInUse),\"Scroll up\",INDIRECT(ADDRESS(SMALL((IF(FuelsInUse<>\"\",ROW(FuelsInUse),ROW()+ROWS(FuelsInUse))),ROW()-ROW(NBFuelsInUse)+1),COLUMN(FuelsInUse),4)))","v":"Scroll up"},{"$f":"IF(ISNUMBER(HLOOKUP($Q18,FuelsInput1,15,FALSE)),HLOOKUP($Q18,FuelsInput1,15,FALSE),\"\")","v":""},{"$f":"IF(ISNUMBER(HLOOKUP($Q18,FuelsInput2,15,FALSE)),HLOOKUP($Q18,FuelsInput2,15,FALSE),\"\")","v":""},{"$f":"IF(ISERROR(VLOOKUP($Q18,$J$97:$L$117, 3,FALSE)),\"\",VLOOKUP($Q18,$J$97:$L$117, 3,FALSE))","v":""},{"$f":"IF(NOT(R18=\"\"),R18,IF(NOT(S18=\"\"),S18,T18))","v":""},{"$f":"IF(ISBLANK(J97),\"\",J97)","v":"Mains Electricity"},{"$f":"IF(ISNA(IF(VLOOKUP(V18,TEnTable,'Energy calcs'!$E$14,FALSE)<>0,1,0)),0,IF(VLOOKUP(V18,TEnTable,'Energy calcs'!$E$14,FALSE)<>0,1,0))","v":0},{"$f":"IF(W18=1,V18,\"\")","v":""},{"$f":"IF(ROW()-ROW(TFuelsInUse)+1>ROWS(NBTFuelsInUse)-COUNTBLANK(TFuelsInUse),\"Scroll up\",INDIRECT(ADDRESS(SMALL((IF(TFuelsInUse<>\"\",ROW(TFuelsInUse),ROW()+ROWS(TFuelsInUse))),ROW()-ROW(NBTFuelsInUse)+1),COLUMN(TFuelsInUse),4)))","v":"Scroll up"},{"$f":"IF(ISNA(IF(VLOOKUP(V18,EnergyTable,'Energy calcs'!$E$14,FALSE)<>0,1,0)),0,IF(VLOOKUP(V18,EnergyTable,'Energy calcs'!$E$14,FALSE)<>0,1,0))","v":0},{"$f":"IF(Z18=1,V18,\"\")","v":""},{"$f":"IF(ROW()-ROW(LLFuelsInUse)+1>ROWS(NBLLFuelsInUse)-COUNTBLANK(LLFuelsInUse),\"Scroll up\",INDIRECT(ADDRESS(SMALL((IF(LLFuelsInUse<>\"\",ROW(LLFuelsInUse),ROW()+ROWS(LLFuelsInUse))),ROW()-ROW(NBLLFuelsInUse)+1),COLUMN(LLFuelsInUse),4)))","v":"Scroll up"},{"$f":"IF(OR(W18=1,O18=1),1,0)","v":0},{"$f":"IF(AC18=1,N18,\"\")","v":""},{"$f":"IF(ROW()-ROW(AllFuelsInUse)+1>ROWS(NBAllFuelsInUse)-COUNTBLANK(AllFuelsInUse),\"Scroll up\",INDIRECT(ADDRESS(SMALL((IF(AllFuelsInUse<>\"\",ROW(AllFuelsInUse),ROW()+ROWS(AllFuelsInUse))),ROW()-ROW(NBTFuelsInUse)+1),COLUMN(AllFuelsInUse),4)))","v":"Scroll up"},null,null,"Sheet",null,"Result","kWh","Weighting","kWhe","Pro rata estimation kWhe","Estimation","Quality check?","synchro check?","Sheet","Result","Quality","synchro","Fuel","kWhe","Pro rata estimate kWh","Pro rata kWhe",null,null,"Sheet","Result","Quality","Synchro","Fuel","kWhe","Pro rata estimate kWh","Pro rata kWhe","Estiamted kWhe","Sheet","Result",null,"Totals"]
[null,null,"<Select>",null,"-","<Select>","<Select>","<Select>","N/A",null,null,null,null,{"$f":"IF(ISBLANK(J98),\"\",J98)","v":"District Electricity"},{"$f":"IF(ISNA(IF(VLOOKUP(N19,EnergyTable,'Energy calcs'!$E$14,FALSE)<>0,1,0)),0,IF(VLOOKUP(N19,EnergyTable,'Energy calcs'!$E$14,FALSE)<>0,1,0))","v":0},{"$f":"IF(O19=1,N19,\"\")","v":""},{"$f":"IF(ROW()-ROW(FuelsInUse)+1>ROWS(NBFuelsInUse)-COUNTBLANK(FuelsInUse),\"Scroll up\",INDIRECT(ADDRESS(SMALL((IF(FuelsInUse<>\"\",ROW(FuelsInUse),ROW()+ROWS(FuelsInUse))),ROW()-ROW(NBFuelsInUse)+1),COLUMN(FuelsInUse),4)))","v":"Scroll up"},{"$f":"IF(ISNUMBER(HLOOKUP($Q19,FuelsInput1,15,FALSE)),HLOOKUP($Q19,FuelsInput1,15,FALSE),\"\")","v":""},"","","",{"$f":"IF(ISBLANK(J98),\"\",J98)","v":"District Electricity"},{"$f":"IF(ISNA(IF(VLOOKUP(V19,TEnTable,'Energy calcs'!$E$14,FALSE)<>0,1,0)),0,IF(VLOOKUP(V19,TEnTable,'Energy calcs'!$E$14,FALSE)<>0,1,0))","v":0},{"$f":"IF(W19=1,V19,\"\")","v":""},{"$f":"IF(ROW()-ROW(TFuelsInUse)+1>ROWS(NBTFuelsInUse)-COUNTBLANK(TFuelsInUse),\"Scroll up\",INDIRECT(ADDRESS(SMALL((IF(TFuelsInUse<>\"\",ROW(TFuelsInUse),ROW()+ROWS(TFuelsInUse))),ROW()-ROW(NBTFuelsInUse)+1),COLUMN(TFuelsInUse),4)))","v":"Scroll up"},{"$f":"IF(ISNA(IF(VLOOKUP(V19,EnergyTable,'Energy calcs'!$E$14,FALSE)<>0,1,0)),0,IF(VLOOKUP(V19,EnergyTable,'Energy calcs'!$E$14,FALSE)<>0,1,0))","v":0},{"$f":"IF(Z19=1,V19,\"\")","v":""},{"$f":"IF(ROW()-ROW(LLFuelsInUse)+1>ROWS(NBLLFuelsInUse)-COUNTBLANK(LLFuelsInUse),\"Scroll up\",INDIRECT(ADDRESS(SMALL((IF(LLFuelsInUse<>\"\",ROW(LLFuelsInUse),ROW()+ROWS(LLFuelsInUse))),ROW()-ROW(NBLLFuelsInUse)+1),COLUMN(LLFuelsInUse),4)))","v":"Scroll up"},0,{"$f":"IF(AC19=1,N19,\"\")","v":""},{"$f":"IF(ROW()-ROW(AllFuelsInUse)+1>ROWS(NBAllFuelsInUse)-COUNTBLANK(AllFuelsInUse),\"Scroll up\",INDIRECT(ADDRESS(SMALL((IF(AllFuelsInUse<>\"\",ROW(AllFuelsInUse),ROW()+ROWS(AllFuelsInUse))),ROW()-ROW(NBTFuelsInUse)+1),COLUMN(AllFuelsInUse),4)))","v":"Scroll up"},null,null,"A",null,{"$f":"'A - General Information'!E30","v":0},null,null,null,null,null,null,null,"D",{"$f":"'D - Separable Energy Uses'!N33","v":0},{"$f":"'D - Separable Energy Uses'!Q33","v":"Not applicable"},{"$f":"'D - Separable Energy Uses'!P33","v":"Not applicable"},{"$f":"'D - Separable Energy Uses'!H33","v":0},{"$f":"IF(ISERROR(VLOOKUP(AV19,Lookups!$J$97:$K$113,2,FALSE)),1,VLOOKUP(AV19,Lookups!$J$97:$K$113,2,FALSE))","v":1},{"$f":"'D - Separable Energy Uses'!T33","v":0},{"$f":"AW19*AX19","v":0},null,null,"E",{"$f":"'E - Additions and subtractions'!M30","v":0},{"$f":"'E - Additions and subtractions'!P30","v":"Not applicable"},{"$f":"'E - Additions and subtractions'!O30","v":"Not applicable"},{"$f":"'E - Additions and subtractions'!F30","v":0},{"$f":"IF(ISERROR(VLOOKUP(BF19,Lookups!$J$97:$K$113,2,FALSE)),1,VLOOKUP(BF19,Lookups!$J$97:$K$113,2,FALSE))","v":1},{"$f":"'E - Additions and subtractions'!AA30","v":0},{"$f":"BG19*BH19","v":0},null,"F",{"$f":"'F - Functional spaces'!G28","v":0},null,"Actual",{"$f":"SUM(AJ61,AS31,BC61,BL61)","v":0}]
[null,null,"Yes",null,0,"Estimated","Estimated","Estimated","Estimated",1,null,null,null,"Exported Electricity",{"$f":"IF(ISNA(IF(VLOOKUP(N20,EnergyTable,'Energy calcs'!$E$14,FALSE)<>0,1,0)),0,IF(VLOOKUP(N20,EnergyTable,'Energy calcs'!$E$14,FALSE)<>0,1,0))","v":0},"",{"$f":"IF(ROW()-ROW(FuelsInUse)+1>ROWS(NBFuelsInUse)-COUNTBLANK(FuelsInUse),\"Scroll up\",INDIRECT(ADDRESS(SMALL((IF(FuelsInUse<>\"\",ROW(FuelsInUse),ROW()+ROWS(FuelsInUse))),ROW()-ROW(NBFuelsInUse)+1),COLUMN(FuelsInUse),4)))","v":"Scroll up"},{"$f":"IF(ISNUMBER(HLOOKUP($Q20,FuelsInput1,15,FALSE)),HLOOKUP($Q20,FuelsInput1,15,FALSE),\"\")","v":""},"","","",null,{"$f":"IF(ISNA(IF(VLOOKUP(V20,TEnTable,'Energy calcs'!$E$14,FALSE)<>0,1,0)),0,IF(VLOOKUP(V20,TEnTable,'Energy calcs'!$E$14,FALSE)<>0,1,0))","v":0},"",{"$f":"IF(ROW()-ROW(TFuelsInUse)+1>ROWS(NBTFuelsInUse)-COUNTBLANK(TFuelsInUse),\"Scroll up\",INDIRECT(ADDRESS(SMALL((IF(TFuelsInUse<>\"\",ROW(TFuelsInUse),ROW()+ROWS(TFuelsInUse))),ROW()-ROW(NBTFuelsInUse)+1),COLUMN(TFuelsInUse),4)))","v":"Scroll up"},{"$f":"IF(ISNA(IF(VLOOKUP(V20,EnergyTable,'Energy calcs'!$E$14,FALSE)<>0,1,0)),0,IF(VLOOKUP(V20,EnergyTable,'Energy calcs'!$E$14,FALSE)<>0,1,0))","v":0},"",{"$f":"IF(ROW()-ROW(LLFuelsInUse)+1>ROWS(NBLLFuelsInUse)-COUNTBLANK(LLFuelsInUse),\"Scroll up\",INDIRECT(ADDRESS(SMALL((IF(LLFuelsInUse<>\"\",ROW(LLFuelsInUse),ROW()+ROWS(LLFuelsInUse))),ROW()-ROW(NBLLFuelsInUse)+1),COLUMN(LLFuelsInUse),4)))","v":"Scroll up"},0,null,{"$f":"IF(ROW()-ROW(AllFuelsInUse)+1>ROWS(NBAllFuelsInUse)-COUNTBLANK(AllFuelsInUse),\"Scroll up\",INDIRECT(ADDRESS(SMALL((IF(AllFuelsInUse<>\"\",ROW(AllFuelsInUse),ROW()+ROWS(AllFuelsInUse))),ROW()-ROW(NBTFuelsInUse)+1),COLUMN(AllFuelsInUse),4)))","v":"Scroll up"},null,null,"A",null,{"$f":"'A - General Information'!I30","v":0},null,null,null,null,null,null,null,"D",{"$f":"'D - Separable Energy Uses'!N34","v":0},{"$f":"'D - Separable Energy Uses'!Q34","v":"Not applicable"},{"$f":"'D - Separable Energy Uses'!P34","v":"Not applicable"},{"$f":"'D - Separable Energy Uses'!H34","v":0},{"$f":"IF(ISERROR(VLOOKUP(AV20,Lookups!$J$97:$K$113,2,FALSE)),1,VLOOKUP(AV20,Lookups!$J$97:$K$113,2,FALSE))","v":1},{"$f":"'D - Separable Energy Uses'!T34","v":0},{"$f":"AW20*AX20","v":0},null,null,"E",{"$f":"'E - Additions and subtractions'!M31","v":0},{"$f":"'E - Additions and subtractions'!P31","v":"Not applicable"},{"$f":"'E - Additions and subtractions'!O31","v":"Not applicable"},{"$f":"'E - Additions and subtractions'!F31","v":0},{"$f":"IF(ISERROR(VLOOKUP(BF20,Lookups!$J$97:$K$113,2,FALSE)),1,VLOOKUP(BF20,Lookups!$J$97:$K$113,2,FALSE))","v":1},{"$f":"'E - Additions and subtractions'!AA31","v":0},{"$f":"BG20*BH20","v":0},null,"F",{"$f":"'F - Functional spaces'!G29","v":0},null,"Estimated",{"$f":"SUM(AJ62,AS32,BC62,BL62)","v":0}]
[null,null,"No",null,1,"Actual","Actual","Actual","Actual",3,null,null,null,"Natural Gas",{"$f":"IF(ISNA(IF(VLOOKUP(N21,EnergyTable,'Energy calcs'!$E$14,FALSE)<>0,1,0)),0,IF(VLOOKUP(N21,EnergyTable,'Energy calcs'!$E$14,FALSE)<>0,1,0))","v":0},"",{"$f":"IF(ROW()-ROW(FuelsInUse)+1>ROWS(NBFuelsInUse)-COUNTBLANK(FuelsInUse),\"Scroll up\",INDIRECT(ADDRESS(SMALL((IF(FuelsInUse<>\"\",ROW(FuelsInUse),ROW()+ROWS(FuelsInUse))),ROW()-ROW(NBFuelsInUse)+1),COLUMN(FuelsInUse),4)))","v":"Scroll up"},{"$f":"IF(ISNUMBER(HLOOKUP($Q21,FuelsInput1,15,FALSE)),HLOOKUP($Q21,FuelsInput1,15,FALSE),\"\")","v":""},"","","","Natural Gas",{"$f":"IF(ISNA(IF(VLOOKUP(V21,TEnTable,'Energy calcs'!$E$14,FALSE)<>0,1,0)),0,IF(VLOOKUP(V21,TEnTable,'Energy calcs'!$E$14,FALSE)<>0,1,0))","v":0},"",{"$f":"IF(ROW()-ROW(TFuelsInUse)+1>ROWS(NBTFuelsInUse)-COUNTBLANK(TFuelsInUse),\"Scroll up\",INDIRECT(ADDRESS(SMALL((IF(TFuelsInUse<>\"\",ROW(TFuelsInUse),ROW()+ROWS(TFuelsInUse))),ROW()-ROW(NBTFuelsInUse)+1),COLUMN(TFuelsInUse),4)))","v":"Scroll up"},{"$f":"IF(ISNA(IF(VLOOKUP(V21,EnergyTable,'Energy calcs'!$E$14,FALSE)<>0,1,0)),0,IF(VLOOKUP(V21,EnergyTable,'Energy calcs'!$E$14,FALSE)<>0,1,0))","v":0},"",{"$f":"IF(ROW()-ROW(LLFuelsInUse)+1>ROWS(NBLLFuelsInUse)-COUNTBLANK(LLFuelsInUse),\"Scroll up\",INDIRECT(ADDRESS(SMALL((IF(LLFuelsInUse<>\"\",ROW(LLFuelsInUse),ROW()+ROWS(LLFuelsInUse))),ROW()-ROW(NBLLFuelsInUse)+1),COLUMN(LLFuelsInUse),4)))","v":"Scroll up"},0,{"$f":"IF(AC21=1,N21,\"\")","v":""},{"$f":"IF(ROW()-ROW(AllFuelsInUse)+1>ROWS(NBAllFuelsInUse)-COUNTBLANK(AllFuelsInUse),\"Scroll up\",INDIRECT(ADDRESS(SMALL((IF(AllFuelsInUse<>\"\",ROW(AllFuelsInUse),ROW()+ROWS(AllFuelsInUse))),ROW()-ROW(NBTFuelsInUse)+1),COLUMN(AllFuelsInUse),4)))","v":"Scroll up"},null,null,"B",{"$f":"'B- Landlord''s services '!E11","v":"Mains Electricity"},{"$f":"'B- Landlord''s services '!E18","v":"<Select>"},{"$f":"IF(ISERROR(VLOOKUP(AI21, EnergyTable,'Energy calcs'!F14,FALSE)),0,ABS(VLOOKUP(AI21, EnergyTable,'Energy calcs'!F14,FALSE)))","v":0},{"$f":"IF(ISERROR(VLOOKUP(AI21,Lookups!$J$97:$K$113,2,FALSE)),1,VLOOKUP(AI21,Lookups!$J$97:$K$113,2,FALSE))","v":1},{"$f":"AK21*AL21","v":0},{"$f":"'B- Landlord''s services '!E24*AL21","v":0},{"$f":"IF(AJ21=\"Estimated\",AK21,AN21)","v":0},{"$f":"'B- Landlord''s services '!E27","v":"Not applicable"},null,"D",{"$f":"'D - Separable Energy Uses'!N35","v":0},{"$f":"'D - Separable Energy Uses'!Q35","v":"Not applicable"},{"$f":"'D - Separable Energy Uses'!P35","v":"Not applicable"},{"$f":"'D - Separable Energy Uses'!H35","v":0},{"$f":"IF(ISERROR(VLOOKUP(AV21,Lookups!$J$97:$K$113,2,FALSE)),1,VLOOKUP(AV21,Lookups!$J$97:$K$113,2,FALSE))","v":1},{"$f":"'D - Separable Energy Uses'!T35","v":0},0,null,null,"E",{"$f":"'E - Additions and subtractions'!M32","v":0},{"$f":"'E - Additions and subtractions'!P32","v":"Not applicable"},{"$f":"'E - Additions and subtractions'!O32","v":"Not applicable"},{"$f":"'E - Additions and subtractions'!F32","v":0},{"$f":"IF(ISERROR(VLOOKUP(BF21,Lookups!$J$97:$K$113,2,FALSE)),1,VLOOKUP(BF21,Lookups!$J$97:$K$113,2,FALSE))","v":1},{"$f":"'E - Additions and subtractions'!AA32","v":0},0,null,"F",{"$f":"'F - Functional spaces'!G30","v":0},null,{"$f":"BB59","v":"Don't know"},{"$f":"BC59","v":0}]
[null,null,null,null,2,null,null,null,null,null,null,null,null,"Oil",{"$f":"IF(ISNA(IF(VLOOKUP(N22,EnergyTable,'Energy calcs'!$E$14,FALSE)<>0,1,0)),0,IF(VLOOKUP(N22,EnergyTable,'Energy calcs'!$E$14,FALSE)<>0,1,0))","v":0},"",{"$f":"IF(ROW()-ROW(FuelsInUse)+1>ROWS(NBFuelsInUse)-COUNTBLANK(FuelsInUse),\"Scroll up\",INDIRECT(ADDRESS(SMALL((IF(FuelsInUse<>\"\",ROW(FuelsInUse),ROW()+ROWS(FuelsInUse))),ROW()-ROW(NBFuelsInUse)+1),COLUMN(FuelsInUse),4)))","v":"Scroll up"},{"$f":"IF(ISNUMBER(HLOOKUP($Q22,FuelsInput1,15,FALSE)),HLOOKUP($Q22,FuelsInput1,15,FALSE),\"\")","v":""},"","","","Oil",{"$f":"IF(ISNA(IF(VLOOKUP(V22,TEnTable,'Energy calcs'!$E$14,FALSE)<>0,1,0)),0,IF(VLOOKUP(V22,TEnTable,'Energy calcs'!$E$14,FALSE)<>0,1,0))","v":0},"",{"$f":"IF(ROW()-ROW(TFuelsInUse)+1>ROWS(NBTFuelsInUse)-COUNTBLANK(TFuelsInUse),\"Scroll up\",INDIRECT(ADDRESS(SMALL((IF(TFuelsInUse<>\"\",ROW(TFuelsInUse),ROW()+ROWS(TFuelsInUse))),ROW()-ROW(NBTFuelsInUse)+1),COLUMN(TFuelsInUse),4)))","v":"Scroll up"},{"$f":"IF(ISNA(IF(VLOOKUP(V22,EnergyTable,'Energy calcs'!$E$14,FALSE)<>0,1,0)),0,IF(VLOOKUP(V22,EnergyTable,'Energy calcs'!$E$14,FALSE)<>0,1,0))","v":0},"",{"$f":"IF(ROW()-ROW(LLFuelsInUse)+1>ROWS(NBLLFuelsInUse)-COUNTBLANK(LLFuelsInUse),\"Scroll up\",INDIRECT(ADDRESS(SMALL((IF(LLFuelsInUse<>\"\",ROW(LLFuelsInUse),ROW()+ROWS(LLFuelsInUse))),ROW()-ROW(NBLLFuelsInUse)+1),COLUMN(LLFuelsInUse),4)))","v":"Scroll up"},0,"",{"$f":"IF(ROW()-ROW(AllFuelsInUse)+1>ROWS(NBAllFuelsInUse)-COUNTBLANK(AllFuelsInUse),\"Scroll up\",INDIRECT(ADDRESS(SMALL((IF(AllFuelsInUse<>\"\",ROW(AllFuelsInUse),ROW()+ROWS(AllFuelsInUse))),ROW()-ROW(NBTFuelsInUse)+1),COLUMN(AllFuelsInUse),4)))","v":"Scroll up"},null,null,"B",{"$f":"'B- Landlord''s services '!G11","v":"Natural Gas"},{"$f":"'B- Landlord''s services '!G18","v":"<Select>"},{"$f":"IF(ISERROR(VLOOKUP(AI22, EnergyTable,'Energy calcs'!$E$14,FALSE)),0,ABS(VLOOKUP(AI22, EnergyTable,'Energy calcs'!$E$14,FALSE)))","v":0},{"$f":"IF(ISERROR(VLOOKUP(AI22,Lookups!$J$97:$K$113,2,FALSE)),1,VLOOKUP(AI22,Lookups!$J$97:$K$113,2,FALSE))","v":0.4},{"$f":"AK22*AL22","v":0},{"$f":"'B- Landlord''s services '!G24*AL22","v":0},{"$f":"IF(AJ22=\"Estimated\",AK22,AN22)","v":0},{"$f":"'B- Landlord''s services '!G27","v":"Not applicable"},{"$f":"'B- Landlord''s services '!G22","v":"Not applicable"},"D",{"$f":"'D - Separable Energy Uses'!N36","v":0},{"$f":"'D - Separable Energy Uses'!Q36","v":"Not applicable"},{"$f":"'D - Separable Energy Uses'!P36","v":"Not applicable"},{"$f":"'D - Separable Energy Uses'!H36","v":0},{"$f":"IF(ISERROR(VLOOKUP(AV22,Lookups!$J$97:$K$113,2,FALSE)),1,VLOOKUP(AV22,Lookups!$J$97:$K$113,2,FALSE))","v":1},{"$f":"'D - Separable Energy Uses'!T36","v":0},0,null,null,"E",{"$f":"'E - Additions and subtractions'!M33","v":0},{"$f":"'E - Additions and subtractions'!P33","v":"Not applicable"},{"$f":"'E - Additions and subtractions'!O33","v":"Not applicable"},{"$f":"'E - Additions and subtractions'!F33","v":0},{"$f":"IF(ISERROR(VLOOKUP(BF22,Lookups!$J$97:$K$113,2,FALSE)),1,VLOOKUP(BF22,Lookups!$J$97:$K$113,2,FALSE))","v":1},{"$f":"'E - Additions and subtractions'!AA33","v":0},0,null,"F",{"$f":"'F - Functional spaces'!G31","v":0},null,{"$f":"BB60","v":"Guess"},{"$f":"BC60","v":0}]
[null,null,null,null,3,null,null,null,null,null,null,null,null,"LPG",{"$f":"IF(ISNA(IF(VLOOKUP(N23,EnergyTable,'Energy calcs'!$E$14,FALSE)<>0,1,0)),0,IF(VLOOKUP(N23,EnergyTable,'Energy calcs'!$E$14,FALSE)<>0,1,0))","v":0},"",{"$f":"IF(ROW()-ROW(FuelsInUse)+1>ROWS(NBFuelsInUse)-COUNTBLANK(FuelsInUse),\"Scroll up\",INDIRECT(ADDRESS(SMALL((IF(FuelsInUse<>\"\",ROW(FuelsInUse),ROW()+ROWS(FuelsInUse))),ROW()-ROW(NBFuelsInUse)+1),COLUMN(FuelsInUse),4)))","v":"Scroll up"},{"$f":"IF(ISNUMBER(HLOOKUP($Q23,'B- Landlord''s services '!$E$11:$E$26,9,FALSE)),HLOOKUP(Q23,'B- Landlord''s services '!$E$11:$E$26,9,FALSE),\"\")","v":""},"","","","LPG",{"$f":"IF(ISNA(IF(VLOOKUP(V23,TEnTable,'Energy calcs'!$E$14,FALSE)<>0,1,0)),0,IF(VLOOKUP(V23,TEnTable,'Energy calcs'!$E$14,FALSE)<>0,1,0))","v":0},"",{"$f":"IF(ROW()-ROW(TFuelsInUse)+1>ROWS(NBTFuelsInUse)-COUNTBLANK(TFuelsInUse),\"Scroll up\",INDIRECT(ADDRESS(SMALL((IF(TFuelsInUse<>\"\",ROW(TFuelsInUse),ROW()+ROWS(TFuelsInUse))),ROW()-ROW(NBTFuelsInUse)+1),COLUMN(TFuelsInUse),4)))","v":"Scroll up"},{"$f":"IF(ISNA(IF(VLOOKUP(V23,EnergyTable,'Energy calcs'!$E$14,FALSE)<>0,1,0)),0,IF(VLOOKUP(V23,EnergyTable,'Energy calcs'!$E$14,FALSE)<>0,1,0))","v":0},"",{"$f":"IF(ROW()-ROW(LLFuelsInUse)+1>ROWS(NBLLFuelsInUse)-COUNTBLANK(LLFuelsInUse),\"Scroll up\",INDIRECT(ADDRESS(SMALL((IF(LLFuelsInUse<>\"\",ROW(LLFuelsInUse),ROW()+ROWS(LLFuelsInUse))),ROW()-ROW(NBLLFuelsInUse)+1),COLUMN(LLFuelsInUse),4)))","v":"Scroll up"},0,"",{"$f":"IF(ROW()-ROW(AllFuelsInUse)+1>ROWS(NBAllFuelsInUse)-COUNTBLANK(AllFuelsInUse),\"Scroll up\",INDIRECT(ADDRESS(SMALL((IF(AllFuelsInUse<>\"\",ROW(AllFuelsInUse),ROW()+ROWS(AllFuelsInUse))),ROW()-ROW(NBTFuelsInUse)+1),COLUMN(AllFuelsInUse),4)))","v":"Scroll up"},null,null,"B",{"$f":"'B- Landlord''s services '!I11","v":0},{"$f":"'B- Landlord''s services '!I18","v":"<Select>"},{"$f":"IF(ISERROR(VLOOKUP(AI23, EnergyTable,'Energy calcs'!$E$14,FALSE)),0,ABS(VLOOKUP(AI23, EnergyTable,'Energy calcs'!$E$14,FALSE)))","v":0},{"$f":"IF(ISERROR(VLOOKUP(AI23,Lookups!$J$97:$K$113,2,FALSE)),1,VLOOKUP(AI23,Lookups!$J$97:$K$113,2,FALSE))","v":1},0,{"$f":"'B- Landlord''s services '!I24*AL23","v":0},0,{"$f":"'B- Landlord''s services '!I27","v":"Not applicable"},{"$f":"'B- Landlord''s services '!I22","v":"Not applicable"},"D",{"$f":"'D - Separable Energy Uses'!N37","v":0},{"$f":"'D - Separable Energy Uses'!Q37","v":"Not applicable"},{"$f":"'D - Separable Energy Uses'!P37","v":"Not applicable"},{"$f":"'D - Separable Energy Uses'!H37","v":0},{"$f":"IF(ISERROR(VLOOKUP(AV23,Lookups!$J$97:$K$113,2,FALSE)),1,VLOOKUP(AV23,Lookups!$J$97:$K$113,2,FALSE))","v":1},{"$f":"'D - Separable Energy Uses'!T37","v":0},0,null,null,"E",{"$f":"'E - Additions and subtractions'!M34","v":0},{"$f":"'E - Additions and subtractions'!P34","v":"Not applicable"},{"$f":"'E - Additions and subtractions'!O34","v":"Not applicable"},{"$f":"'E - Additions and subtractions'!F34","v":0},{"$f":"IF(ISERROR(VLOOKUP(BF23,Lookups!$J$97:$K$113,2,FALSE)),1,VLOOKUP(BF23,Lookups!$J$97:$K$113,2,FALSE))","v":1},{"$f":"'E - Additions and subtractions'!AA34","v":0},0,null,"F",{"$f":"'F - Functional spaces'!G32","v":0},null,"Other",{"$f":"SUM(AJ63,AS33,BC63,BL63,)","v":78}]
[null,null,null,null,4,null,null,null,null,null,null,null,null,"Coal",{"$f":"IF(ISNA(IF(VLOOKUP(N24,EnergyTable,'Energy calcs'!$E$14,FALSE)<>0,1,0)),0,IF(VLOOKUP(N24,EnergyTable,'Energy calcs'!$E$14,FALSE)<>0,1,0))","v":0},"",{"$f":"IF(ROW()-ROW(FuelsInUse)+1>ROWS(NBFuelsInUse)-COUNTBLANK(FuelsInUse),\"Scroll up\",INDIRECT(ADDRESS(SMALL((IF(FuelsInUse<>\"\",ROW(FuelsInUse),ROW()+ROWS(FuelsInUse))),ROW()-ROW(NBFuelsInUse)+1),COLUMN(FuelsInUse),4)))","v":"Scroll up"},null,null,"",null,"Coal",{"$f":"IF(ISNA(IF(VLOOKUP(V24,TEnTable,'Energy calcs'!$E$14,FALSE)<>0,1,0)),0,IF(VLOOKUP(V24,TEnTable,'Energy calcs'!$E$14,FALSE)<>0,1,0))","v":0},"",{"$f":"IF(ROW()-ROW(TFuelsInUse)+1>ROWS(NBTFuelsInUse)-COUNTBLANK(TFuelsInUse),\"Scroll up\",INDIRECT(ADDRESS(SMALL((IF(TFuelsInUse<>\"\",ROW(TFuelsInUse),ROW()+ROWS(TFuelsInUse))),ROW()-ROW(NBTFuelsInUse)+1),COLUMN(TFuelsInUse),4)))","v":"Scroll up"},{"$f":"IF(ISNA(IF(VLOOKUP(V24,EnergyTable,'Energy calcs'!$E$14,FALSE)<>0,1,0)),0,IF(VLOOKUP(V24,EnergyTable,'Energy calcs'!$E$14,FALSE)<>0,1,0))","v":0},"",{"$f":"IF(ROW()-ROW(LLFuelsInUse)+1>ROWS(NBLLFuelsInUse)-COUNTBLANK(LLFuelsInUse),\"Scroll up\",INDIRECT(ADDRESS(SMALL((IF(LLFuelsInUse<>\"\",ROW(LLFuelsInUse),ROW()+ROWS(LLFuelsInUse))),ROW()-ROW(NBLLFuelsInUse)+1),COLUMN(LLFuelsInUse),4)))","v":"Scroll up"},0,"",{"$f":"IF(ROW()-ROW(AllFuelsInUse)+1>ROWS(NBAllFuelsInUse)-COUNTBLANK(AllFuelsInUse),\"Scroll up\",INDIRECT(ADDRESS(SMALL((IF(AllFuelsInUse<>\"\",ROW(AllFuelsInUse),ROW()+ROWS(AllFuelsInUse))),ROW()-ROW(NBTFuelsInUse)+1),COLUMN(AllFuelsInUse),4)))","v":"Scroll up"},null,null,"B1",null,null,null,null,0,null,0,null,null,"D",{"$f":"'D - Separable Energy Uses'!N38","v":0},{"$f":"'D - Separable Energy Uses'!Q38","v":"Not applicable"},{"$f":"'D - Separable Energy Uses'!P38","v":"Not applicable"},{"$f":"'D - Separable Energy Uses'!H38","v":0},{"$f":"IF(ISERROR(VLOOKUP(AV24,Lookups!$J$97:$K$113,2,FALSE)),1,VLOOKUP(AV24,Lookups!$J$97:$K$113,2,FALSE))","v":1},{"$f":"'D - Separable Energy Uses'!T38","v":0},0,null,null,"E",{"$f":"'E - Additions and subtractions'!M35","v":0},{"$f":"'E - Additions and subtractions'!P35","v":"Not applicable"},{"$f":"'E - Additions and subtractions'!O35","v":"Not applicable"},{"$f":"'E - Additions and subtractions'!F35","v":0},{"$f":"IF(ISERROR(VLOOKUP(BF24,Lookups!$J$97:$K$113,2,FALSE)),1,VLOOKUP(BF24,Lookups!$J$97:$K$113,2,FALSE))","v":1},{"$f":"'E - Additions and subtractions'!AA35","v":0},0,null,"F",{"$f":"'F - Functional spaces'!G33","v":0},null,"Result",{"$f":"IF(SUM(BO21:BO22)>0,\"Don't know/Guess - LER not valid\",IF(BO19=SUM(BO19:BO20),\"All Actual\",IF(BO20=SUM(BO19:BO20),\"All estimated\",\"Some estimated\")))","v":"All Actual"}]
[null,null,null,null,5,null,null,null,null,null,null,null,null,"Biomass",{"$f":"IF(ISNA(IF(VLOOKUP(N25,EnergyTable,'Energy calcs'!$E$14,FALSE)<>0,1,0)),0,IF(VLOOKUP(N25,EnergyTable,'Energy calcs'!$E$14,FALSE)<>0,1,0))","v":0},"",{"$f":"IF(ROW()-ROW(FuelsInUse)+1>ROWS(NBFuelsInUse)-COUNTBLANK(FuelsInUse),\"Scroll up\",INDIRECT(ADDRESS(SMALL((IF(FuelsInUse<>\"\",ROW(FuelsInUse),ROW()+ROWS(FuelsInUse))),ROW()-ROW(NBFuelsInUse)+1),COLUMN(FuelsInUse),4)))","v":"Scroll up"},null,null,"",null,"Biomass",{"$f":"IF(ISNA(IF(VLOOKUP(V25,TEnTable,'Energy calcs'!$E$14,FALSE)<>0,1,0)),0,IF(VLOOKUP(V25,TEnTable,'Energy calcs'!$E$14,FALSE)<>0,1,0))","v":0},"",{"$f":"IF(ROW()-ROW(TFuelsInUse)+1>ROWS(NBTFuelsInUse)-COUNTBLANK(TFuelsInUse),\"Scroll up\",INDIRECT(ADDRESS(SMALL((IF(TFuelsInUse<>\"\",ROW(TFuelsInUse),ROW()+ROWS(TFuelsInUse))),ROW()-ROW(NBTFuelsInUse)+1),COLUMN(TFuelsInUse),4)))","v":"Scroll up"},{"$f":"IF(ISNA(IF(VLOOKUP(V25,EnergyTable,'Energy calcs'!$E$14,FALSE)<>0,1,0)),0,IF(VLOOKUP(V25,EnergyTable,'Energy calcs'!$E$14,FALSE)<>0,1,0))","v":0},"",{"$f":"IF(ROW()-ROW(LLFuelsInUse)+1>ROWS(NBLLFuelsInUse)-COUNTBLANK(LLFuelsInUse),\"Scroll up\",INDIRECT(ADDRESS(SMALL((IF(LLFuelsInUse<>\"\",ROW(LLFuelsInUse),ROW()+ROWS(LLFuelsInUse))),ROW()-ROW(NBLLFuelsInUse)+1),COLUMN(LLFuelsInUse),4)))","v":"Scroll up"},0,"",{"$f":"IF(ROW()-ROW(AllFuelsInUse)+1>ROWS(NBAllFuelsInUse)-COUNTBLANK(AllFuelsInUse),\"Scroll up\",INDIRECT(ADDRESS(SMALL((IF(AllFuelsInUse<>\"\",ROW(AllFuelsInUse),ROW()+ROWS(AllFuelsInUse))),ROW()-ROW(NBTFuelsInUse)+1),COLUMN(AllFuelsInUse),4)))","v":"Scroll up"},null,null,"B1",null,null,null,null,0,null,0,null,null,"D",{"$f":"'D - Separable Energy Uses'!N39","v":0},{"$f":"'D - Separable Energy Uses'!Q39","v":"Not applicable"},{"$f":"'D - Separable Energy Uses'!P39","v":"Not applicable"},{"$f":"'D - Separable Energy Uses'!H39","v":0},{"$f":"IF(ISERROR(VLOOKUP(AV25,Lookups!$J$97:$K$113,2,FALSE)),1,VLOOKUP(AV25,Lookups!$J$97:$K$113,2,FALSE))","v":1},{"$f":"'D - Separable Energy Uses'!T39","v":0},0,null,null,"E",{"$f":"'E - Additions and subtractions'!M36","v":0},{"$f":"'E - Additions and subtractions'!P36","v":"Not applicable"},{"$f":"'E - Additions and subtractions'!O36","v":"Not applicable"},{"$f":"'E - Additions and subtractions'!F36","v":0},{"$f":"IF(ISERROR(VLOOKUP(BF25,Lookups!$J$97:$K$113,2,FALSE)),1,VLOOKUP(BF25,Lookups!$J$97:$K$113,2,FALSE))","v":1},{"$f":"'E - Additions and subtractions'!AA36","v":0},0,null,"F",{"$f":"'F - Functional spaces'!G34","v":0}]
[null,null,null,null,null,null,null,null,null,null,null,null,null,"Biogas",{"$f":"IF(ISNA(IF(VLOOKUP(N26,EnergyTable,'Energy calcs'!$E$14,FALSE)<>0,1,0)),0,IF(VLOOKUP(N26,EnergyTable,'Energy calcs'!$E$14,FALSE)<>0,1,0))","v":0},"",{"$f":"IF(ROW()-ROW(FuelsInUse)+1>ROWS(NBFuelsInUse)-COUNTBLANK(FuelsInUse),\"Scroll up\",INDIRECT(ADDRESS(SMALL((IF(FuelsInUse<>\"\",ROW(FuelsInUse),ROW()+ROWS(FuelsInUse))),ROW()-ROW(NBFuelsInUse)+1),COLUMN(FuelsInUse),4)))","v":"Scroll up"},null,null,"",null,"Biogas",{"$f":"IF(ISNA(IF(VLOOKUP(V26,TEnTable,'Energy calcs'!$E$14,FALSE)<>0,1,0)),0,IF(VLOOKUP(V26,TEnTable,'Energy calcs'!$E$14,FALSE)<>0,1,0))","v":0},"",{"$f":"IF(ROW()-ROW(TFuelsInUse)+1>ROWS(NBTFuelsInUse)-COUNTBLANK(TFuelsInUse),\"Scroll up\",INDIRECT(ADDRESS(SMALL((IF(TFuelsInUse<>\"\",ROW(TFuelsInUse),ROW()+ROWS(TFuelsInUse))),ROW()-ROW(NBTFuelsInUse)+1),COLUMN(TFuelsInUse),4)))","v":"Scroll up"},{"$f":"IF(ISNA(IF(VLOOKUP(V26,EnergyTable,'Energy calcs'!$E$14,FALSE)<>0,1,0)),0,IF(VLOOKUP(V26,EnergyTable,'Energy calcs'!$E$14,FALSE)<>0,1,0))","v":0},"",{"$f":"IF(ROW()-ROW(LLFuelsInUse)+1>ROWS(NBLLFuelsInUse)-COUNTBLANK(LLFuelsInUse),\"Scroll up\",INDIRECT(ADDRESS(SMALL((IF(LLFuelsInUse<>\"\",ROW(LLFuelsInUse),ROW()+ROWS(LLFuelsInUse))),ROW()-ROW(NBLLFuelsInUse)+1),COLUMN(LLFuelsInUse),4)))","v":"Scroll up"},0,"",{"$f":"IF(ROW()-ROW(AllFuelsInUse)+1>ROWS(NBAllFuelsInUse)-COUNTBLANK(AllFuelsInUse),\"Scroll up\",INDIRECT(ADDRESS(SMALL((IF(AllFuelsInUse<>\"\",ROW(AllFuelsInUse),ROW()+ROWS(AllFuelsInUse))),ROW()-ROW(NBTFuelsInUse)+1),COLUMN(AllFuelsInUse),4)))","v":"Scroll up"},null,null,"B1",null,null,null,null,0,null,0,null,null,"D",{"$f":"'D - Separable Energy Uses'!N40","v":0},{"$f":"'D - Separable Energy Uses'!Q40","v":"Not applicable"},{"$f":"'D - Separable Energy Uses'!P40","v":"Not applicable"},{"$f":"'D - Separable Energy Uses'!H40","v":0},{"$f":"IF(ISERROR(VLOOKUP(AV26,Lookups!$J$97:$K$113,2,FALSE)),1,VLOOKUP(AV26,Lookups!$J$97:$K$113,2,FALSE))","v":1},{"$f":"'D - Separable Energy Uses'!T40","v":0},0,null,null,"E",{"$f":"'E - Additions and subtractions'!M37","v":0},{"$f":"'E - Additions and subtractions'!P37","v":"Not applicable"},{"$f":"'E - Additions and subtractions'!O37","v":"Not applicable"},{"$f":"'E - Additions and subtractions'!F37","v":0},{"$f":"IF(ISERROR(VLOOKUP(BF26,Lookups!$J$97:$K$113,2,FALSE)),1,VLOOKUP(BF26,Lookups!$J$97:$K$113,2,FALSE))","v":1},{"$f":"'E - Additions and subtractions'!AA37","v":0},0,null,"F",{"$f":"'F - Functional spaces'!G35","v":0}]
[null,null,null,null,null,null,null,null,null,null,null,null,null,"Anthracite",{"$f":"IF(ISNA(IF(VLOOKUP(N27,EnergyTable,'Energy calcs'!$E$14,FALSE)<>0,1,0)),0,IF(VLOOKUP(N27,EnergyTable,'Energy calcs'!$E$14,FALSE)<>0,1,0))","v":0},"",{"$f":"IF(ROW()-ROW(FuelsInUse)+1>ROWS(NBFuelsInUse)-COUNTBLANK(FuelsInUse),\"Scroll up\",INDIRECT(ADDRESS(SMALL((IF(FuelsInUse<>\"\",ROW(FuelsInUse),ROW()+ROWS(FuelsInUse))),ROW()-ROW(NBFuelsInUse)+1),COLUMN(FuelsInUse),4)))","v":"Scroll up"},null,null,"",null,"Anthracite",{"$f":"IF(ISNA(IF(VLOOKUP(V27,TEnTable,'Energy calcs'!$E$14,FALSE)<>0,1,0)),0,IF(VLOOKUP(V27,TEnTable,'Energy calcs'!$E$14,FALSE)<>0,1,0))","v":0},"",{"$f":"IF(ROW()-ROW(TFuelsInUse)+1>ROWS(NBTFuelsInUse)-COUNTBLANK(TFuelsInUse),\"Scroll up\",INDIRECT(ADDRESS(SMALL((IF(TFuelsInUse<>\"\",ROW(TFuelsInUse),ROW()+ROWS(TFuelsInUse))),ROW()-ROW(NBTFuelsInUse)+1),COLUMN(TFuelsInUse),4)))","v":"Scroll up"},{"$f":"IF(ISNA(IF(VLOOKUP(V27,EnergyTable,'Energy calcs'!$E$14,FALSE)<>0,1,0)),0,IF(VLOOKUP(V27,EnergyTable,'Energy calcs'!$E$14,FALSE)<>0,1,0))","v":0},"",{"$f":"IF(ROW()-ROW(LLFuelsInUse)+1>ROWS(NBLLFuelsInUse)-COUNTBLANK(LLFuelsInUse),\"Scroll up\",INDIRECT(ADDRESS(SMALL((IF(LLFuelsInUse<>\"\",ROW(LLFuelsInUse),ROW()+ROWS(LLFuelsInUse))),ROW()-ROW(NBLLFuelsInUse)+1),COLUMN(LLFuelsInUse),4)))","v":"Scroll up"},0,"",{"$f":"IF(ROW()-ROW(AllFuelsInUse)+1>ROWS(NBAllFuelsInUse)-COUNTBLANK(AllFuelsInUse),\"Scroll up\",INDIRECT(ADDRESS(SMALL((IF(AllFuelsInUse<>\"\",ROW(AllFuelsInUse),ROW()+ROWS(AllFuelsInUse))),ROW()-ROW(NBTFuelsInUse)+1),COLUMN(AllFuelsInUse),4)))","v":"Scroll up"},null,null,"C",{"$f":"'C - Additional Energy Data'!G12","v":0},{"$f":"'C - Additional Energy Data'!G19","v":"<Select>"},{"$f":"IF(ISERROR(VLOOKUP(AI27, EnergyTable,'Energy calcs'!$E$14,FALSE)),0,ABS(VLOOKUP(AI27, EnergyTable,'Energy calcs'!$E$14,FALSE)))","v":0},{"$f":"IF(ISERROR(VLOOKUP(AI27,Lookups!$J$97:$K$113,2,FALSE)),1,VLOOKUP(AI27,Lookups!$J$97:$K$113,2,FALSE))","v":1},0,{"$f":"'C - Additional Energy Data'!G25*AL27","v":0},0,{"$f":"'C - Additional Energy Data'!G28","v":"Not applicable"},{"$f":"'C - Additional Energy Data'!G23","v":"Not applicable"},"D",{"$f":"'D - Separable Energy Uses'!N41","v":0},{"$f":"'D - Separable Energy Uses'!Q41","v":"Not applicable"},{"$f":"'D - Separable Energy Uses'!P41","v":"Not applicable"},{"$f":"'D - Separable Energy Uses'!H41","v":0},{"$f":"IF(ISERROR(VLOOKUP(AV27,Lookups!$J$97:$K$113,2,FALSE)),1,VLOOKUP(AV27,Lookups!$J$97:$K$113,2,FALSE))","v":1},{"$f":"'D - Separable Energy Uses'!T41","v":0},0,null,null,"E",{"$f":"'E - Additions and subtractions'!M38","v":0},{"$f":"'E - Additions and subtractions'!P38","v":"Not applicable"},{"$f":"'E - Additions and subtractions'!O38","v":"Not applicable"},{"$f":"'E - Additions and subtractions'!F38","v":0},{"$f":"IF(ISERROR(VLOOKUP(BF27,Lookups!$J$97:$K$113,2,FALSE)),1,VLOOKUP(BF27,Lookups!$J$97:$K$113,2,FALSE))","v":1},{"$f":"'E - Additions and subtractions'!AA38","v":0},0,null,"F",{"$f":"'F - Functional spaces'!G36","v":0}]
[null,null,null,"DEC Data checker",null,null,null,null,null,null,null,null,null,"Smokeless Fuel",{"$f":"IF(ISNA(IF(VLOOKUP(N28,EnergyTable,'Energy calcs'!$E$14,FALSE)<>0,1,0)),0,IF(VLOOKUP(N28,EnergyTable,'Energy calcs'!$E$14,FALSE)<>0,1,0))","v":0},"",{"$f":"IF(ROW()-ROW(FuelsInUse)+1>ROWS(NBFuelsInUse)-COUNTBLANK(FuelsInUse),\"Scroll up\",INDIRECT(ADDRESS(SMALL((IF(FuelsInUse<>\"\",ROW(FuelsInUse),ROW()+ROWS(FuelsInUse))),ROW()-ROW(NBFuelsInUse)+1),COLUMN(FuelsInUse),4)))","v":"Scroll up"},null,null,"",null,"Smokeless Fuel",{"$f":"IF(ISNA(IF(VLOOKUP(V28,TEnTable,'Energy calcs'!$E$14,FALSE)<>0,1,0)),0,IF(VLOOKUP(V28,TEnTable,'Energy calcs'!$E$14,FALSE)<>0,1,0))","v":0},"",{"$f":"IF(ROW()-ROW(TFuelsInUse)+1>ROWS(NBTFuelsInUse)-COUNTBLANK(TFuelsInUse),\"Scroll up\",INDIRECT(ADDRESS(SMALL((IF(TFuelsInUse<>\"\",ROW(TFuelsInUse),ROW()+ROWS(TFuelsInUse))),ROW()-ROW(NBTFuelsInUse)+1),COLUMN(TFuelsInUse),4)))","v":"Scroll up"},{"$f":"IF(ISNA(IF(VLOOKUP(V28,EnergyTable,'Energy calcs'!$E$14,FALSE)<>0,1,0)),0,IF(VLOOKUP(V28,EnergyTable,'Energy calcs'!$E$14,FALSE)<>0,1,0))","v":0},"",{"$f":"IF(ROW()-ROW(LLFuelsInUse)+1>ROWS(NBLLFuelsInUse)-COUNTBLANK(LLFuelsInUse),\"Scroll up\",INDIRECT(ADDRESS(SMALL((IF(LLFuelsInUse<>\"\",ROW(LLFuelsInUse),ROW()+ROWS(LLFuelsInUse))),ROW()-ROW(NBLLFuelsInUse)+1),COLUMN(LLFuelsInUse),4)))","v":"Scroll up"},0,"",{"$f":"IF(ROW()-ROW(AllFuelsInUse)+1>ROWS(NBAllFuelsInUse)-COUNTBLANK(AllFuelsInUse),\"Scroll up\",INDIRECT(ADDRESS(SMALL((IF(AllFuelsInUse<>\"\",ROW(AllFuelsInUse),ROW()+ROWS(AllFuelsInUse))),ROW()-ROW(NBTFuelsInUse)+1),COLUMN(AllFuelsInUse),4)))","v":"Scroll up"},null,null,"C",{"$f":"'C - Additional Energy Data'!I12","v":0},{"$f":"'C - Additional Energy Data'!I19","v":"<Select>"},{"$f":"IF(ISERROR(VLOOKUP(AI28, EnergyTable,'Energy calcs'!$E$14,FALSE)),0,ABS(VLOOKUP(AI28, EnergyTable,'Energy calcs'!$E$14,FALSE)))","v":0},{"$f":"IF(ISERROR(VLOOKUP(AI28,Lookups!$J$97:$K$113,2,FALSE)),1,VLOOKUP(AI28,Lookups!$J$97:$K$113,2,FALSE))","v":1},0,{"$f":"'C - Additional Energy Data'!I25*AL28","v":0},0,{"$f":"'C - Additional Energy Data'!I28","v":"Not applicable"},{"$f":"'C - Additional Energy Data'!I23","v":"Not applicable"},"D",{"$f":"'D - Separable Energy Uses'!N42","v":0},{"$f":"'D - Separable Energy Uses'!Q42","v":"Not applicable"},{"$f":"'D - Separable Energy Uses'!P42","v":"Not applicable"},{"$f":"'D - Separable Energy Uses'!H42","v":0},{"$f":"IF(ISERROR(VLOOKUP(AV28,Lookups!$J$97:$K$113,2,FALSE)),1,VLOOKUP(AV28,Lookups!$J$97:$K$113,2,FALSE))","v":1},{"$f":"'D - Separable Energy Uses'!T42","v":0},0,null,null,"E",{"$f":"'E - Additions and subtractions'!M39","v":0},{"$f":"'E - Additions and subtractions'!P39","v":"Not applicable"},{"$f":"'E - Additions and subtractions'!O39","v":"Not applicable"},{"$f":"'E - Additions and subtractions'!F39","v":0},{"$f":"IF(ISERROR(VLOOKUP(BF28,Lookups!$J$97:$K$113,2,FALSE)),1,VLOOKUP(BF28,Lookups!$J$97:$K$113,2,FALSE))","v":1},{"$f":"'E - Additions and subtractions'!AA39","v":0},0,null,"F",{"$f":"'F - Functional spaces'!G37","v":0}]
[null,null,null,null,null,null,null,null,null,null,null,null,null,"District Heating",{"$f":"IF(ISNA(IF(VLOOKUP(N29,EnergyTable,'Energy calcs'!$E$14,FALSE)<>0,1,0)),0,IF(VLOOKUP(N29,EnergyTable,'Energy calcs'!$E$14,FALSE)<>0,1,0))","v":0},"",{"$f":"IF(ROW()-ROW(FuelsInUse)+1>ROWS(NBFuelsInUse)-COUNTBLANK(FuelsInUse),\"Scroll up\",INDIRECT(ADDRESS(SMALL((IF(FuelsInUse<>\"\",ROW(FuelsInUse),ROW()+ROWS(FuelsInUse))),ROW()-ROW(NBFuelsInUse)+1),COLUMN(FuelsInUse),4)))","v":"Scroll up"},null,null,"",null,"District Heating",{"$f":"IF(ISNA(IF(VLOOKUP(V29,TEnTable,'Energy calcs'!$E$14,FALSE)<>0,1,0)),0,IF(VLOOKUP(V29,TEnTable,'Energy calcs'!$E$14,FALSE)<>0,1,0))","v":0},"",{"$f":"IF(ROW()-ROW(TFuelsInUse)+1>ROWS(NBTFuelsInUse)-COUNTBLANK(TFuelsInUse),\"Scroll up\",INDIRECT(ADDRESS(SMALL((IF(TFuelsInUse<>\"\",ROW(TFuelsInUse),ROW()+ROWS(TFuelsInUse))),ROW()-ROW(NBTFuelsInUse)+1),COLUMN(TFuelsInUse),4)))","v":"Scroll up"},{"$f":"IF(ISNA(IF(VLOOKUP(V29,EnergyTable,'Energy calcs'!$E$14,FALSE)<>0,1,0)),0,IF(VLOOKUP(V29,EnergyTable,'Energy calcs'!$E$14,FALSE)<>0,1,0))","v":0},"",{"$f":"IF(ROW()-ROW(LLFuelsInUse)+1>ROWS(NBLLFuelsInUse)-COUNTBLANK(LLFuelsInUse),\"Scroll up\",INDIRECT(ADDRESS(SMALL((IF(LLFuelsInUse<>\"\",ROW(LLFuelsInUse),ROW()+ROWS(LLFuelsInUse))),ROW()-ROW(NBLLFuelsInUse)+1),COLUMN(LLFuelsInUse),4)))","v":"Scroll up"},0,"",{"$f":"IF(ROW()-ROW(AllFuelsInUse)+1>ROWS(NBAllFuelsInUse)-COUNTBLANK(AllFuelsInUse),\"Scroll up\",INDIRECT(ADDRESS(SMALL((IF(AllFuelsInUse<>\"\",ROW(AllFuelsInUse),ROW()+ROWS(AllFuelsInUse))),ROW()-ROW(NBTFuelsInUse)+1),COLUMN(AllFuelsInUse),4)))","v":"Scroll up"},null,null,"C",{"$f":"'C - Additional Energy Data'!K12","v":0},{"$f":"'C - Additional Energy Data'!K19","v":"<Select>"},{"$f":"IF(ISERROR(VLOOKUP(AI29, EnergyTable,'Energy calcs'!$E$14,FALSE)),0,ABS(VLOOKUP(AI29, EnergyTable,'Energy calcs'!$E$14,FALSE)))","v":0},{"$f":"IF(ISERROR(VLOOKUP(AI29,Lookups!$J$97:$K$113,2,FALSE)),1,VLOOKUP(AI29,Lookups!$J$97:$K$113,2,FALSE))","v":1},0,{"$f":"'C - Additional Energy Data'!K25*AL29","v":0},0,{"$f":"'C - Additional Energy Data'!K28","v":"Not applicable"},{"$f":"'C - Additional Energy Data'!K23","v":"Not applicable"},null,null,null,null,null,null,null,{"$f":"SUM(AY19:AY28)","v":0},null,null,"E",{"$f":"'E - Additions and subtractions'!M40","v":0},{"$f":"'E - Additions and subtractions'!P40","v":"Not applicable"},{"$f":"'E - Additions and subtractions'!O40","v":"Not applicable"},{"$f":"'E - Additions and subtractions'!F40","v":0},{"$f":"IF(ISERROR(VLOOKUP(BF29,Lookups!$J$97:$K$113,2,FALSE)),1,VLOOKUP(BF29,Lookups!$J$97:$K$113,2,FALSE))","v":1},{"$f":"'E - Additions and subtractions'!AA40","v":0},0,null,"F",{"$f":"'F - Functional spaces'!G38","v":0}]
[null,null,"Electricity",{"$f":"'B- Landlord''s services '!G10","v":"Natural Gas"},{"$f":"'B- Landlord''s services '!I10","v":"Further Energy Supply A"},{"$f":"'C - Additional Energy Data'!G11","v":"Further Energy Supply B"},{"$f":"'C - Additional Energy Data'!I11","v":"Further Energy Supply C"},{"$f":"'C - Additional Energy Data'!K11","v":"Further Energy Supply D"},"Renewable A","Renewable B","Renewable C",null,null,"District Cooling",{"$f":"IF(ISNA(IF(VLOOKUP(N30,EnergyTable,'Energy calcs'!$E$14,FALSE)<>0,1,0)),0,IF(VLOOKUP(N30,EnergyTable,'Energy calcs'!$E$14,FALSE)<>0,1,0))","v":0},"",{"$f":"IF(ROW()-ROW(FuelsInUse)+1>ROWS(NBFuelsInUse)-COUNTBLANK(FuelsInUse),\"Scroll up\",INDIRECT(ADDRESS(SMALL((IF(FuelsInUse<>\"\",ROW(FuelsInUse),ROW()+ROWS(FuelsInUse))),ROW()-ROW(NBFuelsInUse)+1),COLUMN(FuelsInUse),4)))","v":"Scroll up"},null,null,"",null,"District Cooling",{"$f":"IF(ISNA(IF(VLOOKUP(V30,TEnTable,'Energy calcs'!$E$14,FALSE)<>0,1,0)),0,IF(VLOOKUP(V30,TEnTable,'Energy calcs'!$E$14,FALSE)<>0,1,0))","v":0},"",{"$f":"IF(ROW()-ROW(TFuelsInUse)+1>ROWS(NBTFuelsInUse)-COUNTBLANK(TFuelsInUse),\"Scroll up\",INDIRECT(ADDRESS(SMALL((IF(TFuelsInUse<>\"\",ROW(TFuelsInUse),ROW()+ROWS(TFuelsInUse))),ROW()-ROW(NBTFuelsInUse)+1),COLUMN(TFuelsInUse),4)))","v":"Scroll up"},{"$f":"IF(ISNA(IF(VLOOKUP(V30,EnergyTable,'Energy calcs'!$E$14,FALSE)<>0,1,0)),0,IF(VLOOKUP(V30,EnergyTable,'Energy calcs'!$E$14,FALSE)<>0,1,0))","v":0},"",{"$f":"IF(ROW()-ROW(LLFuelsInUse)+1>ROWS(NBLLFuelsInUse)-COUNTBLANK(LLFuelsInUse),\"Scroll up\",INDIRECT(ADDRESS(SMALL((IF(LLFuelsInUse<>\"\",ROW(LLFuelsInUse),ROW()+ROWS(LLFuelsInUse))),ROW()-ROW(NBLLFuelsInUse)+1),COLUMN(LLFuelsInUse),4)))","v":"Scroll up"},0,"",{"$f":"IF(ROW()-ROW(AllFuelsInUse)+1>ROWS(NBAllFuelsInUse)-COUNTBLANK(AllFuelsInUse),\"Scroll up\",INDIRECT(ADDRESS(SMALL((IF(AllFuelsInUse<>\"\",ROW(AllFuelsInUse),ROW()+ROWS(AllFuelsInUse))),ROW()-ROW(NBTFuelsInUse)+1),COLUMN(AllFuelsInUse),4)))","v":"Scroll up"},null,null,"C",null,null,null,null,null,{"$f":"SUM(AN21:AN29)","v":0},{"$f":"SUM(AO19:AO29)","v":0},null,null,null,null,null,null,null,null,null,null,null,null,"E",{"$f":"'E - Additions and subtractions'!M41","v":0},{"$f":"'E - Additions and subtractions'!P41","v":"Not applicable"},{"$f":"'E - Additions and subtractions'!O41","v":"Not applicable"},{"$f":"'E - Additions and subtractions'!F41","v":0},{"$f":"IF(ISERROR(VLOOKUP(BF30,Lookups!$J$97:$K$113,2,FALSE)),1,VLOOKUP(BF30,Lookups!$J$97:$K$113,2,FALSE))","v":1},{"$f":"'E - Additions and subtractions'!AA41","v":0},0,null,"F",{"$f":"'F - Functional spaces'!G39","v":0}]
[null,null,{"$f":"'B- Landlord''s services '!E15-'B- Landlord''s services '!E14","v":0},{"$f":"'B- Landlord''s services '!G15-'B- Landlord''s services '!G14","v":0},{"$f":"'B- Landlord''s services '!I15-'B- Landlord''s services '!I14","v":0},{"$f":"'C - Additional Energy Data'!G16-'C - Additional Energy Data'!G15","v":0},{"$f":"'B- Landlord''s services '!G15-'B- Landlord''s services '!G14","v":0},{"$f":"'B- Landlord''s services '!I15-'B- Landlord''s services '!I14","v":0},{"$f":"'C - Additional Energy Data'!G38-'C - Additional Energy Data'!G37","v":0},{"$f":"'C - Additional Energy Data'!I38-'C - Additional Energy Data'!I37","v":0},{"$f":"'C - Additional Energy Data'!K38-'C - Additional Energy Data'!K37","v":0},"Length",null,"Waste Heat",{"$f":"IF(ISNA(IF(VLOOKUP(N31,EnergyTable,'Energy calcs'!$E$14,FALSE)<>0,1,0)),0,IF(VLOOKUP(N31,EnergyTable,'Energy calcs'!$E$14,FALSE)<>0,1,0))","v":0},"",{"$f":"IF(ROW()-ROW(FuelsInUse)+1>ROWS(NBFuelsInUse)-COUNTBLANK(FuelsInUse),\"Scroll up\",INDIRECT(ADDRESS(SMALL((IF(FuelsInUse<>\"\",ROW(FuelsInUse),ROW()+ROWS(FuelsInUse))),ROW()-ROW(NBFuelsInUse)+1),COLUMN(FuelsInUse),4)))","v":"Scroll up"},null,null,"",null,"Waste Heat",{"$f":"IF(ISNA(IF(VLOOKUP(V31,TEnTable,'Energy calcs'!$E$14,FALSE)<>0,1,0)),0,IF(VLOOKUP(V31,TEnTable,'Energy calcs'!$E$14,FALSE)<>0,1,0))","v":0},"",{"$f":"IF(ROW()-ROW(TFuelsInUse)+1>ROWS(NBTFuelsInUse)-COUNTBLANK(TFuelsInUse),\"Scroll up\",INDIRECT(ADDRESS(SMALL((IF(TFuelsInUse<>\"\",ROW(TFuelsInUse),ROW()+ROWS(TFuelsInUse))),ROW()-ROW(NBTFuelsInUse)+1),COLUMN(TFuelsInUse),4)))","v":"Scroll up"},{"$f":"IF(ISNA(IF(VLOOKUP(V31,EnergyTable,'Energy calcs'!$E$14,FALSE)<>0,1,0)),0,IF(VLOOKUP(V31,EnergyTable,'Energy calcs'!$E$14,FALSE)<>0,1,0))","v":0},"",{"$f":"IF(ROW()-ROW(LLFuelsInUse)+1>ROWS(NBLLFuelsInUse)-COUNTBLANK(LLFuelsInUse),\"Scroll up\",INDIRECT(ADDRESS(SMALL((IF(LLFuelsInUse<>\"\",ROW(LLFuelsInUse),ROW()+ROWS(LLFuelsInUse))),ROW()-ROW(NBLLFuelsInUse)+1),COLUMN(LLFuelsInUse),4)))","v":"Scroll up"},0,"",{"$f":"IF(ROW()-ROW(AllFuelsInUse)+1>ROWS(NBAllFuelsInUse)-COUNTBLANK(AllFuelsInUse),\"Scroll up\",INDIRECT(ADDRESS(SMALL((IF(AllFuelsInUse<>\"\",ROW(AllFuelsInUse),ROW()+ROWS(AllFuelsInUse))),ROW()-ROW(NBTFuelsInUse)+1),COLUMN(AllFuelsInUse),4)))","v":"Scroll up"},null,null,"C",null,null,null,null,null,null,null,null,null,"Actual",{"$f":"COUNTIF($AS$19:$AS$28,AR31)","v":0},null,null,null,null,null,null,null,null,"E",{"$f":"'E - Additions and subtractions'!M42","v":0},{"$f":"'E - Additions and subtractions'!P42","v":"Not applicable"},{"$f":"'E - Additions and subtractions'!O42","v":"Not applicable"},{"$f":"'E - Additions and subtractions'!F42","v":0},{"$f":"IF(ISERROR(VLOOKUP(BF31,Lookups!$J$97:$K$113,2,FALSE)),1,VLOOKUP(BF31,Lookups!$J$97:$K$113,2,FALSE))","v":1},{"$f":"'E - Additions and subtractions'!AA42","v":0},0,null,"F",{"$f":"'F - Functional spaces'!G40","v":0}]
[null,null,null,{"$f":"'B- Landlord''s services '!G14-'B- Landlord''s services '!E14","v":0},{"$f":"IF('B- Landlord''s services '!I14=\"\",0,'B- Landlord''s services '!I14-'B- Landlord''s services '!E14)","v":0},{"$f":"IF('C - Additional Energy Data'!G15=\"\",0,'C - Additional Energy Data'!G15-'B- Landlord''s services '!E14)","v":0},{"$f":"IF('C - Additional Energy Data'!I15=\"\",0,'C - Additional Energy Data'!I15-'B- Landlord''s services '!E14)","v":0},{"$f":"IF('C - Additional Energy Data'!K15=\"\",0,'C - Additional Energy Data'!K15 - 'B- Landlord''s services '!E14)","v":0},{"$f":"IF('C - Additional Energy Data'!G37=\"\",0,'C - Additional Energy Data'!G37-'B- Landlord''s services '!E14)","v":0},{"$f":"IF('C - Additional Energy Data'!I37=\"\",0,'C - Additional Energy Data'!I37-'B- Landlord''s services '!E14)","v":0},{"$f":"IF('C - Additional Energy Data'!K37=\"\",0,'C - Additional Energy Data'!K37-'B- Landlord''s services '!E14)","v":0},"Start date",null,"Exported Heat",{"$f":"IF(ISNA(IF(VLOOKUP(N32,EnergyTable,'Energy calcs'!$E$14,FALSE)<>0,1,0)),0,IF(VLOOKUP(N32,EnergyTable,'Energy calcs'!$E$14,FALSE)<>0,1,0))","v":0},"",{"$f":"IF(ROW()-ROW(FuelsInUse)+1>ROWS(NBFuelsInUse)-COUNTBLANK(FuelsInUse),\"Scroll up\",INDIRECT(ADDRESS(SMALL((IF(FuelsInUse<>\"\",ROW(FuelsInUse),ROW()+ROWS(FuelsInUse))),ROW()-ROW(NBFuelsInUse)+1),COLUMN(FuelsInUse),4)))","v":"Scroll up"},null,null,"",null,null,{"$f":"IF(ISNA(IF(VLOOKUP(V32,TEnTable,'Energy calcs'!$E$14,FALSE)<>0,1,0)),0,IF(VLOOKUP(V32,TEnTable,'Energy calcs'!$E$14,FALSE)<>0,1,0))","v":0},"",{"$f":"IF(ROW()-ROW(TFuelsInUse)+1>ROWS(NBTFuelsInUse)-COUNTBLANK(TFuelsInUse),\"Scroll up\",INDIRECT(ADDRESS(SMALL((IF(TFuelsInUse<>\"\",ROW(TFuelsInUse),ROW()+ROWS(TFuelsInUse))),ROW()-ROW(NBTFuelsInUse)+1),COLUMN(TFuelsInUse),4)))","v":"Scroll up"},{"$f":"IF(ISNA(IF(VLOOKUP(V32,EnergyTable,'Energy calcs'!$E$14,FALSE)<>0,1,0)),0,IF(VLOOKUP(V32,EnergyTable,'Energy calcs'!$E$14,FALSE)<>0,1,0))","v":0},"",{"$f":"IF(ROW()-ROW(LLFuelsInUse)+1>ROWS(NBLLFuelsInUse)-COUNTBLANK(LLFuelsInUse),\"Scroll up\",INDIRECT(ADDRESS(SMALL((IF(LLFuelsInUse<>\"\",ROW(LLFuelsInUse),ROW()+ROWS(LLFuelsInUse))),ROW()-ROW(NBLLFuelsInUse)+1),COLUMN(LLFuelsInUse),4)))","v":"Scroll up"},0,null,{"$f":"IF(ROW()-ROW(AllFuelsInUse)+1>ROWS(NBAllFuelsInUse)-COUNTBLANK(AllFuelsInUse),\"Scroll up\",INDIRECT(ADDRESS(SMALL((IF(AllFuelsInUse<>\"\",ROW(AllFuelsInUse),ROW()+ROWS(AllFuelsInUse))),ROW()-ROW(NBTFuelsInUse)+1),COLUMN(AllFuelsInUse),4)))","v":"Scroll up"},null,null,"C",null,null,null,null,null,null,null,null,null,"Estimated",{"$f":"COUNTIF($AS$19:$AS$28,AR32)","v":0},null,null,null,null,null,null,null,null,"E",{"$f":"'E - Additions and subtractions'!M43","v":0},{"$f":"'E - Additions and subtractions'!P43","v":"Not applicable"},{"$f":"'E - Additions and subtractions'!O43","v":"Not applicable"},{"$f":"'E - Additions and subtractions'!F43","v":0},{"$f":"IF(ISERROR(VLOOKUP(BF32,Lookups!$J$97:$K$113,2,FALSE)),1,VLOOKUP(BF32,Lookups!$J$97:$K$113,2,FALSE))","v":1},{"$f":"'E - Additions and subtractions'!AA43","v":0},0,null,"F",{"$f":"'F - Functional spaces'!G41","v":0}]
[null,null,null,{"$f":"'B- Landlord''s services '!G15-'B- Landlord''s services '!E15","v":0},{"$f":"IF('B- Landlord''s services '!I15=\"\",0,'B- Landlord''s services '!I15-'B- Landlord''s services '!E15)","v":0},{"$f":"IF('C - Additional Energy Data'!G16=\"\",0,'C - Additional Energy Data'!G16-'B- Landlord''s services '!E15)","v":0},{"$f":"IF('C - Additional Energy Data'!I16=\"\",0,'C - Additional Energy Data'!I16-'B- Landlord''s services '!E15)","v":0},{"$f":"IF('C - Additional Energy Data'!K16=\"\",0,'C - Additional Energy Data'!K16-'B- Landlord''s services '!E15)","v":0},{"$f":"IF('C - Additional Energy Data'!G38=\"\",0,'C - Additional Energy Data'!G38-'B- Landlord''s services '!E15)","v":0},{"$f":"IF('C - Additional Energy Data'!I38=\"\",0,'C - Additional Energy Data'!I38-'B- Landlord''s services '!E15)","v":0},{"$f":"IF('C - Additional Energy Data'!K38=\"\",0,'C - Additional Energy Data'!K38-'B- Landlord''s services '!E15)","v":0},"End date",null,"Other fuel",{"$f":"IF(ISNA(IF(VLOOKUP(N33,EnergyTable,'Energy calcs'!$E$14,FALSE)<>0,1,0)),0,IF(VLOOKUP(N33,EnergyTable,'Energy calcs'!$E$14,FALSE)<>0,1,0))","v":0},"",{"$f":"IF(ROW()-ROW(FuelsInUse)+1>ROWS(NBFuelsInUse)-COUNTBLANK(FuelsInUse),\"Scroll up\",INDIRECT(ADDRESS(SMALL((IF(FuelsInUse<>\"\",ROW(FuelsInUse),ROW()+ROWS(FuelsInUse))),ROW()-ROW(NBFuelsInUse)+1),COLUMN(FuelsInUse),4)))","v":"Scroll up"},null,null,"",null,"Other fuel",{"$f":"IF(ISNA(IF(VLOOKUP(V33,TEnTable,'Energy calcs'!$E$14,FALSE)<>0,1,0)),0,IF(VLOOKUP(V33,TEnTable,'Energy calcs'!$E$14,FALSE)<>0,1,0))","v":0},"",{"$f":"IF(ROW()-ROW(TFuelsInUse)+1>ROWS(NBTFuelsInUse)-COUNTBLANK(TFuelsInUse),\"Scroll up\",INDIRECT(ADDRESS(SMALL((IF(TFuelsInUse<>\"\",ROW(TFuelsInUse),ROW()+ROWS(TFuelsInUse))),ROW()-ROW(NBTFuelsInUse)+1),COLUMN(TFuelsInUse),4)))","v":"Scroll up"},{"$f":"IF(ISNA(IF(VLOOKUP(V33,EnergyTable,'Energy calcs'!$E$14,FALSE)<>0,1,0)),0,IF(VLOOKUP(V33,EnergyTable,'Energy calcs'!$E$14,FALSE)<>0,1,0))","v":0},"",{"$f":"IF(ROW()-ROW(LLFuelsInUse)+1>ROWS(NBLLFuelsInUse)-COUNTBLANK(LLFuelsInUse),\"Scroll up\",INDIRECT(ADDRESS(SMALL((IF(LLFuelsInUse<>\"\",ROW(LLFuelsInUse),ROW()+ROWS(LLFuelsInUse))),ROW()-ROW(NBLLFuelsInUse)+1),COLUMN(LLFuelsInUse),4)))","v":"Scroll up"},0,{"$f":"IF(AC33=1,N33,\"\")","v":""},{"$f":"IF(ROW()-ROW(AllFuelsInUse)+1>ROWS(NBAllFuelsInUse)-COUNTBLANK(AllFuelsInUse),\"Scroll up\",INDIRECT(ADDRESS(SMALL((IF(AllFuelsInUse<>\"\",ROW(AllFuelsInUse),ROW()+ROWS(AllFuelsInUse))),ROW()-ROW(NBTFuelsInUse)+1),COLUMN(AllFuelsInUse),4)))","v":"Scroll up"},null,null,null,null,null,null,null,null,null,null,null,null,"Other",{"$f":"COUNTA(AS19:AS28)-SUM(AS31:AS32)","v":10},null,null,null,null,null,null,null,null,"E",{"$f":"'E - Additions and subtractions'!M44","v":0},{"$f":"'E - Additions and subtractions'!P44","v":"Not applicable"},{"$f":"'E - Additions and subtractions'!O44","v":"Not applicable"},{"$f":"'E - Additions and subtractions'!F44","v":0},{"$f":"IF(ISERROR(VLOOKUP(BF33,Lookups!$J$97:$K$113,2,FALSE)),1,VLOOKUP(BF33,Lookups!$J$97:$K$113,2,FALSE))","v":1},{"$f":"'E - Additions and subtractions'!AA44","v":0},0,null,"F",{"$f":"'F - Functional spaces'!G42","v":0}]
[null,null,null,null,null,null,null,null,null,null,null,null,null,"Other thermal",{"$f":"IF(ISNA(IF(VLOOKUP(N34,EnergyTable,'Energy calcs'!$E$14,FALSE)<>0,1,0)),0,IF(VLOOKUP(N34,EnergyTable,'Energy calcs'!$E$14,FALSE)<>0,1,0))","v":0},"",{"$f":"IF(ROW()-ROW(FuelsInUse)+1>ROWS(NBFuelsInUse)-COUNTBLANK(FuelsInUse),\"Scroll up\",INDIRECT(ADDRESS(SMALL((IF(FuelsInUse<>\"\",ROW(FuelsInUse),ROW()+ROWS(FuelsInUse))),ROW()-ROW(NBFuelsInUse)+1),COLUMN(FuelsInUse),4)))","v":"Scroll up"},null,null,"",null,"Other thermal",{"$f":"IF(ISNA(IF(VLOOKUP(V34,TEnTable,'Energy calcs'!$E$14,FALSE)<>0,1,0)),0,IF(VLOOKUP(V34,TEnTable,'Energy calcs'!$E$14,FALSE)<>0,1,0))","v":0},"",{"$f":"IF(ROW()-ROW(TFuelsInUse)+1>ROWS(NBTFuelsInUse)-COUNTBLANK(TFuelsInUse),\"Scroll up\",INDIRECT(ADDRESS(SMALL((IF(TFuelsInUse<>\"\",ROW(TFuelsInUse),ROW()+ROWS(TFuelsInUse))),ROW()-ROW(NBTFuelsInUse)+1),COLUMN(TFuelsInUse),4)))","v":"Scroll up"},{"$f":"IF(ISNA(IF(VLOOKUP(V34,EnergyTable,'Energy calcs'!$E$14,FALSE)<>0,1,0)),0,IF(VLOOKUP(V34,EnergyTable,'Energy calcs'!$E$14,FALSE)<>0,1,0))","v":0},"",{"$f":"IF(ROW()-ROW(LLFuelsInUse)+1>ROWS(NBLLFuelsInUse)-COUNTBLANK(LLFuelsInUse),\"Scroll up\",INDIRECT(ADDRESS(SMALL((IF(LLFuelsInUse<>\"\",ROW(LLFuelsInUse),ROW()+ROWS(LLFuelsInUse))),ROW()-ROW(NBLLFuelsInUse)+1),COLUMN(LLFuelsInUse),4)))","v":"Scroll up"},0,{"$f":"IF(AC34=1,N34,\"\")","v":""},{"$f":"IF(ROW()-ROW(AllFuelsInUse)+1>ROWS(NBAllFuelsInUse)-COUNTBLANK(AllFuelsInUse),\"Scroll up\",INDIRECT(ADDRESS(SMALL((IF(AllFuelsInUse<>\"\",ROW(AllFuelsInUse),ROW()+ROWS(AllFuelsInUse))),ROW()-ROW(NBTFuelsInUse)+1),COLUMN(AllFuelsInUse),4)))","v":"Scroll up"},null,null,"Total",null,null,{"$f":"SUM(AK21:AK32)","v":0},null,{"$f":"SUM(AM21:AM32)","v":0},null,null,null,null,null,null,null,null,null,null,null,null,null,null,"E",{"$f":"'E - Additions and subtractions'!M45","v":0},{"$f":"'E - Additions and subtractions'!P45","v":"Not applicable"},{"$f":"'E - Additions and subtractions'!O45","v":"Not applicable"},{"$f":"'E - Additions and subtractions'!F45","v":0},{"$f":"IF(ISERROR(VLOOKUP(BF34,Lookups!$J$97:$K$113,2,FALSE)),1,VLOOKUP(BF34,Lookups!$J$97:$K$113,2,FALSE))","v":1},{"$f":"'E - Additions and subtractions'!AA45","v":0},0,null,"F",{"$f":"'F - Functional spaces'!G43","v":0}]
[null,null,{"$f":"IF(C31<350,1,0)","v":1},{"$f":"IF(D31<350,1,0)","v":1},{"$f":"IF(E31=0,0,IF(E31<334,1,0))","v":0},0,0,0,0,0,0,"Length - short",null,"",{"$f":"IF(ISNA(IF(VLOOKUP(N35,EnergyTable,'Energy calcs'!$E$14,FALSE)<>0,1,0)),0,IF(VLOOKUP(N35,EnergyTable,'Energy calcs'!$E$14,FALSE)<>0,1,0))","v":0},"",{"$f":"IF(ROW()-ROW(FuelsInUse)+1>ROWS(NBFuelsInUse)-COUNTBLANK(FuelsInUse),\"Scroll up\",INDIRECT(ADDRESS(SMALL((IF(FuelsInUse<>\"\",ROW(FuelsInUse),ROW()+ROWS(FuelsInUse))),ROW()-ROW(NBFuelsInUse)+1),COLUMN(FuelsInUse),4)))","v":"Scroll up"},null,null,"",null,"",{"$f":"IF(ISNA(IF(VLOOKUP(V35,TEnTable,'Energy calcs'!$E$14,FALSE)<>0,1,0)),0,IF(VLOOKUP(V35,TEnTable,'Energy calcs'!$E$14,FALSE)<>0,1,0))","v":0},"",{"$f":"IF(ROW()-ROW(TFuelsInUse)+1>ROWS(NBTFuelsInUse)-COUNTBLANK(TFuelsInUse),\"Scroll up\",INDIRECT(ADDRESS(SMALL((IF(TFuelsInUse<>\"\",ROW(TFuelsInUse),ROW()+ROWS(TFuelsInUse))),ROW()-ROW(NBTFuelsInUse)+1),COLUMN(TFuelsInUse),4)))","v":"Scroll up"},{"$f":"IF(ISNA(IF(VLOOKUP(V35,EnergyTable,'Energy calcs'!$E$14,FALSE)<>0,1,0)),0,IF(VLOOKUP(V35,EnergyTable,'Energy calcs'!$E$14,FALSE)<>0,1,0))","v":0},"",{"$f":"IF(ROW()-ROW(LLFuelsInUse)+1>ROWS(NBLLFuelsInUse)-COUNTBLANK(LLFuelsInUse),\"Scroll up\",INDIRECT(ADDRESS(SMALL((IF(LLFuelsInUse<>\"\",ROW(LLFuelsInUse),ROW()+ROWS(LLFuelsInUse))),ROW()-ROW(NBLLFuelsInUse)+1),COLUMN(LLFuelsInUse),4)))","v":"Scroll up"},0,{"$f":"IF(AC35=1,N35,\"\")","v":""},{"$f":"IF(ROW()-ROW(AllFuelsInUse)+1>ROWS(NBAllFuelsInUse)-COUNTBLANK(AllFuelsInUse),\"Scroll up\",INDIRECT(ADDRESS(SMALL((IF(AllFuelsInUse<>\"\",ROW(AllFuelsInUse),ROW()+ROWS(AllFuelsInUse))),ROW()-ROW(NBTFuelsInUse)+1),COLUMN(AllFuelsInUse),4)))","v":"Scroll up"},null,null,"Actual",null,null,{"$f":"SUMIF(AJ21:AJ32,AH35,AK21:AK32)","v":0},null,{"$f":"SUMIF(AJ21:AJ32,AH35,AM21:AM32)","v":0},null,null,null,null,null,null,null,null,null,null,null,null,null,null,"E",{"$f":"'E - Additions and subtractions'!M46","v":0},{"$f":"'E - Additions and subtractions'!P46","v":"Not applicable"},{"$f":"'E - Additions and subtractions'!O46","v":"Not applicable"},{"$f":"'E - Additions and subtractions'!F46","v":0},{"$f":"IF(ISERROR(VLOOKUP(BF35,Lookups!$J$97:$K$113,2,FALSE)),1,VLOOKUP(BF35,Lookups!$J$97:$K$113,2,FALSE))","v":1},{"$f":"'E - Additions and subtractions'!AA46","v":0},0,null,"F",{"$f":"'F - Functional spaces'!G44","v":0}]
[null,null,{"$f":"IF(C31>380,1,0)","v":0},{"$f":"IF(D31>396,1,0)","v":0},{"$f":"IF(E31>396,1,0)","v":0},{"$f":"IF(F31>396,1,0)","v":0},{"$f":"IF(G31>396,1,0)","v":0},{"$f":"IF(H31>396,1,0)","v":0},{"$f":"IF(I31>380,1,0)","v":0},{"$f":"IF(J31>380,1,0)","v":0},{"$f":"IF(K31>380,1,0)","v":0},"Length - long",null,"",{"$f":"IF(ISNA(IF(VLOOKUP(N36,EnergyTable,'Energy calcs'!$E$14,FALSE)<>0,1,0)),0,IF(VLOOKUP(N36,EnergyTable,'Energy calcs'!$E$14,FALSE)<>0,1,0))","v":0},"",{"$f":"IF(ROW()-ROW(FuelsInUse)+1>ROWS(NBFuelsInUse)-COUNTBLANK(FuelsInUse),\"Scroll up\",INDIRECT(ADDRESS(SMALL((IF(FuelsInUse<>\"\",ROW(FuelsInUse),ROW()+ROWS(FuelsInUse))),ROW()-ROW(NBFuelsInUse)+1),COLUMN(FuelsInUse),4)))","v":"Scroll up"},null,null,"",null,"",{"$f":"IF(ISNA(IF(VLOOKUP(V36,TEnTable,'Energy calcs'!$E$14,FALSE)<>0,1,0)),0,IF(VLOOKUP(V36,TEnTable,'Energy calcs'!$E$14,FALSE)<>0,1,0))","v":0},"",{"$f":"IF(ROW()-ROW(TFuelsInUse)+1>ROWS(NBTFuelsInUse)-COUNTBLANK(TFuelsInUse),\"Scroll up\",INDIRECT(ADDRESS(SMALL((IF(TFuelsInUse<>\"\",ROW(TFuelsInUse),ROW()+ROWS(TFuelsInUse))),ROW()-ROW(NBTFuelsInUse)+1),COLUMN(TFuelsInUse),4)))","v":"Scroll up"},{"$f":"IF(ISNA(IF(VLOOKUP(V36,EnergyTable,'Energy calcs'!$E$14,FALSE)<>0,1,0)),0,IF(VLOOKUP(V36,EnergyTable,'Energy calcs'!$E$14,FALSE)<>0,1,0))","v":0},"",{"$f":"IF(ROW()-ROW(LLFuelsInUse)+1>ROWS(NBLLFuelsInUse)-COUNTBLANK(LLFuelsInUse),\"Scroll up\",INDIRECT(ADDRESS(SMALL((IF(LLFuelsInUse<>\"\",ROW(LLFuelsInUse),ROW()+ROWS(LLFuelsInUse))),ROW()-ROW(NBLLFuelsInUse)+1),COLUMN(LLFuelsInUse),4)))","v":"Scroll up"},0,{"$f":"IF(AC36=1,N36,\"\")","v":""},{"$f":"IF(ROW()-ROW(AllFuelsInUse)+1>ROWS(NBAllFuelsInUse)-COUNTBLANK(AllFuelsInUse),\"Scroll up\",INDIRECT(ADDRESS(SMALL((IF(AllFuelsInUse<>\"\",ROW(AllFuelsInUse),ROW()+ROWS(AllFuelsInUse))),ROW()-ROW(NBTFuelsInUse)+1),COLUMN(AllFuelsInUse),4)))","v":"Scroll up"},null,null,"Estimated",null,null,{"$f":"SUMIF(AJ21:AJ32,AH36,AK21:AK32)","v":0},null,{"$f":"SUM(AO21:AO29)","v":0},null,null,null,null,null,null,null,null,null,null,null,null,null,null,"E",{"$f":"'E - Additions and subtractions'!M47","v":0},{"$f":"'E - Additions and subtractions'!P47","v":"Not applicable"},{"$f":"'E - Additions and subtractions'!O47","v":"Not applicable"},{"$f":"'E - Additions and subtractions'!F47","v":0},{"$f":"IF(ISERROR(VLOOKUP(BF36,Lookups!$J$97:$K$113,2,FALSE)),1,VLOOKUP(BF36,Lookups!$J$97:$K$113,2,FALSE))","v":1},{"$f":"'E - Additions and subtractions'!AA47","v":0},0,null,"F",{"$f":"'F - Functional spaces'!G45","v":0}]
[null,null,null,{"$f":"IF(AND(ABS(D32)>=0,ABS(D32)<=31),0,1)","v":0},0,0,0,0,0,0,0,"Start date",null,"",{"$f":"IF(ISNA(IF(VLOOKUP(N37,EnergyTable,'Energy calcs'!$E$14,FALSE)<>0,1,0)),0,IF(VLOOKUP(N37,EnergyTable,'Energy calcs'!$E$14,FALSE)<>0,1,0))","v":0},"",{"$f":"IF(ROW()-ROW(FuelsInUse)+1>ROWS(NBFuelsInUse)-COUNTBLANK(FuelsInUse),\"Scroll up\",INDIRECT(ADDRESS(SMALL((IF(FuelsInUse<>\"\",ROW(FuelsInUse),ROW()+ROWS(FuelsInUse))),ROW()-ROW(NBFuelsInUse)+1),COLUMN(FuelsInUse),4)))","v":"Scroll up"},null,null,"",null,"",{"$f":"IF(ISNA(IF(VLOOKUP(V37,TEnTable,'Energy calcs'!$E$14,FALSE)<>0,1,0)),0,IF(VLOOKUP(V37,TEnTable,'Energy calcs'!$E$14,FALSE)<>0,1,0))","v":0},"",{"$f":"IF(ROW()-ROW(TFuelsInUse)+1>ROWS(NBTFuelsInUse)-COUNTBLANK(TFuelsInUse),\"Scroll up\",INDIRECT(ADDRESS(SMALL((IF(TFuelsInUse<>\"\",ROW(TFuelsInUse),ROW()+ROWS(TFuelsInUse))),ROW()-ROW(NBTFuelsInUse)+1),COLUMN(TFuelsInUse),4)))","v":"Scroll up"},{"$f":"IF(ISNA(IF(VLOOKUP(V37,EnergyTable,'Energy calcs'!$E$14,FALSE)<>0,1,0)),0,IF(VLOOKUP(V37,EnergyTable,'Energy calcs'!$E$14,FALSE)<>0,1,0))","v":0},"",{"$f":"IF(ROW()-ROW(LLFuelsInUse)+1>ROWS(NBLLFuelsInUse)-COUNTBLANK(LLFuelsInUse),\"Scroll up\",INDIRECT(ADDRESS(SMALL((IF(LLFuelsInUse<>\"\",ROW(LLFuelsInUse),ROW()+ROWS(LLFuelsInUse))),ROW()-ROW(NBLLFuelsInUse)+1),COLUMN(LLFuelsInUse),4)))","v":"Scroll up"},0,{"$f":"IF(AC37=1,N37,\"\")","v":""},{"$f":"IF(ROW()-ROW(AllFuelsInUse)+1>ROWS(NBAllFuelsInUse)-COUNTBLANK(AllFuelsInUse),\"Scroll up\",INDIRECT(ADDRESS(SMALL((IF(AllFuelsInUse<>\"\",ROW(AllFuelsInUse),ROW()+ROWS(AllFuelsInUse))),ROW()-ROW(NBTFuelsInUse)+1),COLUMN(AllFuelsInUse),4)))","v":"Scroll up"},null,null,"Percentage estimated",null,null,{"$f":"AK36/AK34","v":{"$error":"#DIV/0!"}},null,{"$f":"AM36/AM34","v":{"$error":"#DIV/0!"}},null,null,null,null,null,null,null,null,null,null,null,null,null,null,"E",{"$f":"'E - Additions and subtractions'!M48","v":0},{"$f":"'E - Additions and subtractions'!P48","v":"Not applicable"},{"$f":"'E - Additions and subtractions'!O48","v":"Not applicable"},{"$f":"'E - Additions and subtractions'!F48","v":0},{"$f":"IF(ISERROR(VLOOKUP(BF37,Lookups!$J$97:$K$113,2,FALSE)),1,VLOOKUP(BF37,Lookups!$J$97:$K$113,2,FALSE))","v":1},{"$f":"'E - Additions and subtractions'!AA48","v":0},0,null,"F",{"$f":"'F - Functional spaces'!G46","v":0}]
[null,null,null,{"$f":"IF(AND(ABS(D33)>=0,ABS(D33)<=31),0,1)","v":0},{"$f":"IF(AND(E33>=0,E33<=31),0,1)","v":0},0,0,0,0,0,0,"End date",null,null,null,null,null,null,null,null,{"$f":"IF(ISNUMBER(HLOOKUP($Q38,'C - Additional Energy Data'!$G$12:$G$27,9,FALSE)),HLOOKUP(Q38,'C - Additional Energy Data'!$G$12:$G$27,9,FALSE),\"\")","v":""},null,null,null,null,null,null,null,null,null,null,null,null,null,null,null,null,null,null,null,null,null,null,null,null,null,null,null,null,null,null,null,null,"E",{"$f":"'E - Additions and subtractions'!M49","v":0},{"$f":"'E - Additions and subtractions'!P49","v":"Not applicable"},{"$f":"'E - Additions and subtractions'!O49","v":"Not applicable"},{"$f":"'E - Additions and subtractions'!F49","v":0},{"$f":"IF(ISERROR(VLOOKUP(BF38,Lookups!$J$97:$K$113,2,FALSE)),1,VLOOKUP(BF38,Lookups!$J$97:$K$113,2,FALSE))","v":1},{"$f":"'E - Additions and subtractions'!AA49","v":0},0,null,"F",{"$f":"'F - Functional spaces'!G47","v":0}]
[null,null,null,null,null,null,null,null,null,null,null,null,null,null,null,null,null,null,null,null,null,null,null,null,null,null,null,null,null,null,null,null,null,null,null,null,null,null,"Quality check on main supplies",null,null,null,null,null,"Quality check on main supplies",null,null,null,null,null,null,null,null,"E",{"$f":"'E - Additions and subtractions'!N54","v":""},{"$f":"'E - Additions and subtractions'!V54","v":"Not applicable"},{"$f":"'E - Additions and subtractions'!U54","v":"Not applicable"},{"$f":"'E - Additions and subtractions'!G54","v":0},{"$f":"IF(ISERROR(VLOOKUP(BF39,Lookups!$J$97:$K$113,2,FALSE)),1,VLOOKUP(BF39,Lookups!$J$97:$K$113,2,FALSE))","v":1},{"$f":"'E - Additions and subtractions'!AA54","v":0},0]
[null,null,null,{"$f":"IF(D35=1,\"Consumption period too short\",IF(D36=1,\"Consumption period too long\",0))","v":"Consumption period too short"},0,0,0,0,0,0,0,"Length",null,null,null,null,null,null,null,null,null,null,null,null,null,null,null,null,null,null,null,null,null,null,null,null,null,null,null,null,null,null,null,null,null,null,null,null,null,null,null,null,null,"E",{"$f":"'E - Additions and subtractions'!N55","v":""},{"$f":"'E - Additions and subtractions'!V55","v":"Not applicable"},{"$f":"'E - Additions and subtractions'!U55","v":"Not applicable"},{"$f":"'E - Additions and subtractions'!G55","v":0},{"$f":"IF(ISERROR(VLOOKUP(BF40,Lookups!$J$97:$K$113,2,FALSE)),1,VLOOKUP(BF40,Lookups!$J$97:$K$113,2,FALSE))","v":1},{"$f":"'E - Additions and subtractions'!AA55","v":0},0]
[null,null,null,{"$f":"IF(D37=1, \"Start date not within 31 days\",0)","v":0},0,0,0,0,0,0,0,"Start date",null,null,null,null,null,null,null,null,null,null,null,null,null,null,null,null,null,null,null,null,null,null,null,null,null,null,"Not applicable",null,null,{"$f":"COUNTIF(AP21:AP29,$AM$41)","v":6},{"$f":"COUNTIF(AQ21:AQ29,$AM$41)","v":5},null,"Not applicable",{"$f":"COUNTIF(AT19:AT28,AS41)","v":10},{"$f":"COUNTIF(AU19:AU28,AS41)","v":10},null,null,null,null,null,null,"E",{"$f":"'E - Additions and subtractions'!N56","v":""},{"$f":"'E - Additions and subtractions'!V56","v":"Not applicable"},{"$f":"'E - Additions and subtractions'!U56","v":"Not applicable"},{"$f":"'E - Additions and subtractions'!G56","v":0},{"$f":"IF(ISERROR(VLOOKUP(BF41,Lookups!$J$97:$K$113,2,FALSE)),1,VLOOKUP(BF41,Lookups!$J$97:$K$113,2,FALSE))","v":1},{"$f":"'E - Additions and subtractions'!AA56","v":0},0]
[null,null,{"$f":"SUM(C35:C41)","v":1},{"$f":"IF(D38=1, \"End date not within 31 days\",0)","v":0},0,0,0,0,0,0,0,"End date",null,null,null,null,null,null,null,null,"`",null,null,null,null,null,null,null,null,null,null,null,null,null,null,null,null,null,"Yes",null,null,{"$f":"COUNTIF(AP21:AP29,$AM$42)","v":0},{"$f":"COUNTIF(AQ21:AQ29,$AM$42)","v":0},null,"Yes",{"$f":"COUNTIF(AT19:AT28,AS42)","v":0},{"$f":"COUNTIF(AU19:AU28,AS42)","v":0},null,null,null,null,null,null,"E",{"$f":"'E - Additions and subtractions'!N57","v":""},{"$f":"'E - Additions and subtractions'!V57","v":"Not applicable"},{"$f":"'E - Additions and subtractions'!U57","v":"Not applicable"},{"$f":"'E - Additions and subtractions'!G57","v":0},{"$f":"IF(ISERROR(VLOOKUP(BF42,Lookups!$J$97:$K$113,2,FALSE)),1,VLOOKUP(BF42,Lookups!$J$97:$K$113,2,FALSE))","v":1},{"$f":"'E - Additions and subtractions'!AA57","v":0},0]
[null,null,null,null,null,null,null,null,null,null,null,null,null,null,null,null,null,null,null,null,null,null,null,null,null,null,null,null,null,null,null,null,null,null,null,null,null,null,"Failures",null,null,{"$f":"6-(SUM(AP41:AP42))","v":0},{"$f":"5-(SUM(AQ41:AQ42))","v":0},null,"Failures",{"$f":"10-(SUM(AT41:AT42))","v":0},{"$f":"10-(SUM(AU41:AU42))","v":0},null,null,null,null,null,null,"E",{"$f":"'E - Additions and subtractions'!N58","v":""},{"$f":"'E - Additions and subtractions'!V58","v":"Not applicable"},{"$f":"'E - Additions and subtractions'!U58","v":"Not applicable"},{"$f":"'E - Additions and subtractions'!G58","v":0},{"$f":"IF(ISERROR(VLOOKUP(BF43,Lookups!$J$97:$K$113,2,FALSE)),1,VLOOKUP(BF43,Lookups!$J$97:$K$113,2,FALSE))","v":1},{"$f":"'E - Additions and subtractions'!AA58","v":0},0]
[null,null,null,{"$f":"IF(ISTEXT(D40),D40,IF(ISTEXT(D41),D41,IF(ISTEXT(D42),D42,\"\")))","v":"Consumption period too short"},"","","","","","","","Summary",null,null,null,null,null,null,null,null,null,null,null,null,null,null,null,null,null,null,null,null,null,null,null,null,null,null,null,null,null,null,null,null,null,null,null,null,null,null,null,null,null,"E",{"$f":"'E - Additions and subtractions'!N59","v":""},{"$f":"'E - Additions and subtractions'!V59","v":"Not applicable"},{"$f":"'E - Additions and subtractions'!U59","v":"Not applicable"},{"$f":"'E - Additions and subtractions'!G59","v":0},{"$f":"IF(ISERROR(VLOOKUP(BF44,Lookups!$J$97:$K$113,2,FALSE)),1,VLOOKUP(BF44,Lookups!$J$97:$K$113,2,FALSE))","v":1},{"$f":"'E - Additions and subtractions'!AA59","v":0},0,null,null,null,null,null,null,null,null,null,null,null,null,null,null,null,null,null,null,null,null,"DEFRA calorific values 2012"]
[null,null,null,null,null,null,null,null,null,null,null,null,null,null,null,null,null,null,null,null,null,null,null,null,null,null,null,null,null,null,null,null,null,null,null,null,null,null,null,null,null,null,null,null,null,null,null,null,null,null,null,null,null,"E",{"$f":"'E - Additions and subtractions'!N60","v":""},{"$f":"'E - Additions and subtractions'!V60","v":"Not applicable"},{"$f":"'E - Additions and subtractions'!U60","v":"Not applicable"},{"$f":"'E - Additions and subtractions'!G60","v":0},{"$f":"IF(ISERROR(VLOOKUP(BF45,Lookups!$J$97:$K$113,2,FALSE)),1,VLOOKUP(BF45,Lookups!$J$97:$K$113,2,FALSE))","v":1},{"$f":"'E - Additions and subtractions'!AA60","v":0},0]
[null,null,null,{"$f":"IF(SUM(D35:D38)>1,1,0)","v":0},0,0,0,0,0,0,0,"Overall",null,null,null,null,null,null,null,null,null,null,null,null,null,null,null,null,null,null,null,null,null,null,null,null,null,null,null,null,null,null,null,null,null,null,null,null,null,null,null,null,null,"E",{"$f":"'E - Additions and subtractions'!N61","v":""},{"$f":"'E - Additions and subtractions'!V61","v":"Not applicable"},{"$f":"'E - Additions and subtractions'!U61","v":"Not applicable"},{"$f":"'E - Additions and subtractions'!G61","v":0},{"$f":"IF(ISERROR(VLOOKUP(BF46,Lookups!$J$97:$K$113,2,FALSE)),1,VLOOKUP(BF46,Lookups!$J$97:$K$113,2,FALSE))","v":1},{"$f":"'E - Additions and subtractions'!AA61","v":0},0]
[null,null,null,{"$f":"\"No - Check \" & D30","v":"No - Check Natural Gas"},"No - Check Further Energy Supply A","No - Check Further Energy Supply B","No - Check Further Energy Supply C","No - Check Further Energy Supply D","No - Check Renewable A","No - Check Renewable B","No - Check Renewable C",null,null,null,null,null,null,null,null,null,null,null,null,null,null,null,null,null,null,null,null,null,null,null,null,null,null,null,null,null,null,null,null,null,null,null,null,null,null,null,null,null,null,"E",{"$f":"'E - Additions and subtractions'!N62","v":""},{"$f":"'E - Additions and subtractions'!V62","v":"Not applicable"},{"$f":"'E - Additions and subtractions'!U62","v":"Not applicable"},{"$f":"'E - Additions and subtractions'!G62","v":0},{"$f":"IF(ISERROR(VLOOKUP(BF47,Lookups!$J$97:$K$113,2,FALSE)),1,VLOOKUP(BF47,Lookups!$J$97:$K$113,2,FALSE))","v":1},{"$f":"'E - Additions and subtractions'!AA62","v":0},0,null,null,null,null,null,null,null,null,null,null,null,null,null,null,null,null,null,null,null,null,"Fuel properties","Net CV","Gross CV","Density","Density",null,"Net CV","Gross CV"]
[null,null,null,null,null,null,null,null,null,null,null,null,null,null,null,null,null,null,null,null,null,null,null,null,null,null,null,null,null,null,null,null,null,null,null,null,null,null,null,null,null,null,null,null,null,null,null,null,null,null,null,null,null,"E",{"$f":"'E - Additions and subtractions'!N63","v":""},{"$f":"'E - Additions and subtractions'!V63","v":"Not applicable"},{"$f":"'E - Additions and subtractions'!U63","v":"Not applicable"},{"$f":"'E - Additions and subtractions'!G63","v":0},{"$f":"IF(ISERROR(VLOOKUP(BF48,Lookups!$J$97:$K$113,2,FALSE)),1,VLOOKUP(BF48,Lookups!$J$97:$K$113,2,FALSE))","v":1},{"$f":"'E - Additions and subtractions'!AA63","v":0},0,null,null,null,null,null,null,null,null,null,null,null,null,null,null,null,null,null,null,null,null,null,"GJ/tonne","GJ/tonne","kg/m3","litres/tonne","kWh/tonne","kWh/kg","kWh/kg",null,"kWh/m3","kWh/tonne"]
[null,null,null,null,null,null,null,null,null,null,null,null,null,null,null,null,null,null,null,null,null,null,null,null,null,null,null,null,null,null,null,null,null,null,null,null,null,null,null,null,null,null,null,null,null,null,null,null,null,null,null,null,null,"E",{"$f":"'E - Additions and subtractions'!N64","v":""},{"$f":"'E - Additions and subtractions'!V64","v":"Not applicable"},{"$f":"'E - Additions and subtractions'!U64","v":"Not applicable"},{"$f":"'E - Additions and subtractions'!G64","v":0},{"$f":"IF(ISERROR(VLOOKUP(BF49,Lookups!$J$97:$K$113,2,FALSE)),1,VLOOKUP(BF49,Lookups!$J$97:$K$113,2,FALSE))","v":1},{"$f":"'E - Additions and subtractions'!AA64","v":0},0,null,null,null,null,null,null,null,null,null,null,null,null,null,null,null,null,null,null,null,null,"Commonly Used Fossil Fuels"]
[null,null,null,null,null,null,null,null,null,null,null,null,null,null,null,null,null,null,null,null,null,null,null,null,null,null,null,null,null,null,null,null,null,null,null,null,null,null,null,null,null,null,null,null,null,null,null,null,null,null,null,null,null,"E",{"$f":"'E - Additions and subtractions'!N65","v":""},{"$f":"'E - Additions and subtractions'!V65","v":"Not applicable"},{"$f":"'E - Additions and subtractions'!U65","v":"Not applicable"},{"$f":"'E - Additions and subtractions'!G65","v":0},{"$f":"IF(ISERROR(VLOOKUP(BF50,Lookups!$J$97:$K$113,2,FALSE)),1,VLOOKUP(BF50,Lookups!$J$97:$K$113,2,FALSE))","v":1},{"$f":"'E - Additions and subtractions'!AA65","v":0},0,null,null,null,null,null,null,null,null,null,null,null,null,null,null,null,null,null,null,null,null,"Aviation Spirit",45.048999999999999,47.42,708.71722182849044,1411,{"$f":"CE50*1000000000/3600000","v":12513.611111111111},12.51361111112112,13.17222222223276,null,{"$f":"CK50*CG50","v":9335.3807386483059},{"$f":"CK50*1000","v":13172.22222223276}]
[null,null,null,null,null,null,null,null,null,null,null,null,null,null,null,null,null,null,null,null,null,null,null,null,null,null,null,null,null,null,null,null,null,null,null,null,null,null,null,null,null,null,null,null,null,null,null,null,null,null,null,null,null,"E",{"$f":"'E - Additions and subtractions'!N66","v":""},{"$f":"'E - Additions and subtractions'!V66","v":"Not applicable"},{"$f":"'E - Additions and subtractions'!U66","v":"Not applicable"},{"$f":"'E - Additions and subtractions'!G66","v":0},{"$f":"IF(ISERROR(VLOOKUP(BF51,Lookups!$J$97:$K$113,2,FALSE)),1,VLOOKUP(BF51,Lookups!$J$97:$K$113,2,FALSE))","v":1},{"$f":"'E - Additions and subtractions'!AA66","v":0},0,null,null,null,null,null,null,null,null,null,null,null,null,null,null,null,null,null,null,null,null,"Aviation Turbine Fuel",43.880499999999998,46.19,801.92461908580583,1247,{"$f":"CE51*1000000000/3600000","v":12189.027777777777},12.189027777787528,12.830555555565818,null,10289.138376556388,12830.555555565817]
[null,null,null,null,null,null,null,null,null,null,null,null,null,null,null,null,null,null,null,null,null,null,null,null,null,null,null,null,null,null,null,null,null,null,null,null,null,null,null,null,null,null,null,null,null,null,null,null,null,null,null,null,null,"E",{"$f":"'E - Additions and subtractions'!N67","v":""},{"$f":"'E - Additions and subtractions'!V67","v":"Not applicable"},{"$f":"'E - Additions and subtractions'!U67","v":"Not applicable"},{"$f":"'E - Additions and subtractions'!G67","v":0},{"$f":"IF(ISERROR(VLOOKUP(BF52,Lookups!$J$97:$K$113,2,FALSE)),1,VLOOKUP(BF52,Lookups!$J$97:$K$113,2,FALSE))","v":1},{"$f":"'E - Additions and subtractions'!AA67","v":0},0,null,null,null,null,null,null,null,null,null,null,null,null,null,null,null,null,null,null,null,null,"Burning Oil 1",43.856623536794238,46.164866880836044,803.85852090032154,1244,12182.395426887288,12.182395426897033,12.823574133575825,null,10308.339335671884,12823.574133575825]
[null,null,"Range Check values for energy sources",null,null,null,null,"Feedback",null,null,null,null,null,null,null,"m3 to ft3",35.31467,null,null,null,null,null,null,null,null,null,null,null,null,null,null,null,null,null,null,null,null,null,null,null,null,null,null,null,null,null,null,null,null,null,null,null,null,"E",{"$f":"'E - Additions and subtractions'!N68","v":""},{"$f":"'E - Additions and subtractions'!V68","v":"Not applicable"},{"$f":"'E - Additions and subtractions'!U68","v":"Not applicable"},{"$f":"'E - Additions and subtractions'!G68","v":0},{"$f":"IF(ISERROR(VLOOKUP(BF53,Lookups!$J$97:$K$113,2,FALSE)),1,VLOOKUP(BF53,Lookups!$J$97:$K$113,2,FALSE))","v":1},{"$f":"'E - Additions and subtractions'!AA68","v":0},0,null,null,null,null,null,null,null,null,null,null,null,null,null,null,null,null,null,null,null,null,"Coal (domestic) 2",28.31,29.8,850,1176.4705882352941,7863.8888888888887,7.863888888895179,8.277777777784399,null,7036.1111111167393,8277.7777777843985]
[null,null,null,null,null,null,null,null,null,null,null,null,null,null,null,null,null,null,null,null,null,null,null,null,null,null,null,null,null,null,null,null,null,null,null,null,null,null,null,null,null,null,null,null,null,null,null,null,null,null,null,null,null,"E",{"$f":"'E - Additions and subtractions'!N69","v":""},{"$f":"'E - Additions and subtractions'!V69","v":"Not applicable"},{"$f":"'E - Additions and subtractions'!U69","v":"Not applicable"},{"$f":"'E - Additions and subtractions'!G69","v":0},{"$f":"IF(ISERROR(VLOOKUP(BF54,Lookups!$J$97:$K$113,2,FALSE)),1,VLOOKUP(BF54,Lookups!$J$97:$K$113,2,FALSE))","v":1},{"$f":"'E - Additions and subtractions'!AA69","v":0},0,null,null,null,null,null,null,null,null,null,null,null,null,null,null,null,null,null,null,null,null,"Coal (electricity generation) 3",23.654999999999998,24.9,null,null,6570.8333333333321,6.5708333333385891,6.9166666666721985,null,0,6916.6666666721985]
[null,null,null,"Lower ","Upper",null,null,"<Select>","<Select>",null,null,null,null,null,null,null,null,"kWh","m3","cuft","100cuft","litres","tonnes",null,null,null,null,null,null,null,null,null,null,null,null,null,null,null,null,null,null,null,null,null,null,null,null,null,null,null,null,null,null,"E",{"$f":"'E - Additions and subtractions'!N70","v":""},{"$f":"'E - Additions and subtractions'!V70","v":"Not applicable"},{"$f":"'E - Additions and subtractions'!U70","v":"Not applicable"},{"$f":"'E - Additions and subtractions'!G70","v":0},{"$f":"IF(ISERROR(VLOOKUP(BF55,Lookups!$J$97:$K$113,2,FALSE)),1,VLOOKUP(BF55,Lookups!$J$97:$K$113,2,FALSE))","v":1},{"$f":"'E - Additions and subtractions'!AA70","v":0},0,null,null,null,null,null,null,null,null,null,null,null,null,null,null,null,null,null,null,null,null,"Coal (industrial) 4",25.65,27,null,null,7125,7.1250000000056986,7.5000000000059988,null,0,7500.000000005999]
[null,null,"Mains Electricity (kWh)",10,500,null,null,"Very poorly","Very difficult",null,null,null,null,null,null,{"$f":"J97","v":"Mains Electricity"},2,1,null,null,null,null,null,"kWh",null,null,null,null,null,null,null,null,null,null,null,null,null,null,null,null,null,null,null,null,null,null,null,null,null,null,null,null,null,"E",{"$f":"'E - Additions and subtractions'!N71","v":""},{"$f":"'E - Additions and subtractions'!V71","v":"Not applicable"},{"$f":"'E - Additions and subtractions'!U71","v":"Not applicable"},{"$f":"'E - Additions and subtractions'!G71","v":0},{"$f":"IF(ISERROR(VLOOKUP(BF56,Lookups!$J$97:$K$113,2,FALSE)),1,VLOOKUP(BF56,Lookups!$J$97:$K$113,2,FALSE))","v":1},{"$f":"'E - Additions and subtractions'!AA71","v":0},0,null,null,null,null,null,null,null,null,null,null,null,null,null,null,null,null,null,null,null,null,"Coking Coal",28.974999999999998,30.5,null,null,8048.6111111111104,8.0486111111175482,8.4722222222289982,null,0,8472.2222222289984]
[null,null,"District Electricity (kWh)",10,500,null,null,"Poorly","Difficult",null,null,null,null,null,null,"District Electricity",3,1,null,null,null,null,null,"kWh",null,null,null,null,null,null,null,null,null,null,null,null,null,null,null,null,null,null,null,null,null,null,null,null,null,null,null,null,null,"E",{"$f":"'E - Additions and subtractions'!N72","v":""},{"$f":"'E - Additions and subtractions'!V72","v":"Not applicable"},{"$f":"'E - Additions and subtractions'!U72","v":"Not applicable"},{"$f":"'E - Additions and subtractions'!G72","v":0},{"$f":"IF(ISERROR(VLOOKUP(BF57,Lookups!$J$97:$K$113,2,FALSE)),1,VLOOKUP(BF57,Lookups!$J$97:$K$113,2,FALSE))","v":1},{"$f":"'E - Additions and subtractions'!AA72","v":0},0,null,null,null,null,null,null,null,null,null,null,null,null,null,null,null,null,null,null,null,null,"Diesel",42.905068704113759,45.643690110759323,839.63056255247682,1191,11918.0746400316,11.918074640041134,12.678802808554398,null,10645.510334638451,12678.802808554397]
[null,null,"On site CHP Generation (kWh)",10,500,null,null,"Average","Easy",null,null,null,null,null,null,"Exported Electricity",4,1,null,null,null,null,null,"kWh",null,null,null,null,null,null,null,null,null,null,null,null,null,null,null,null,null,null,null,null,null,null,null,null,null,null,null,null,null,"E",{"$f":"'E - Additions and subtractions'!N73","v":""},{"$f":"'E - Additions and subtractions'!V73","v":"Not applicable"},{"$f":"'E - Additions and subtractions'!U73","v":"Not applicable"},{"$f":"'E - Additions and subtractions'!G73","v":0},{"$f":"IF(ISERROR(VLOOKUP(BF58,Lookups!$J$97:$K$113,2,FALSE)),1,VLOOKUP(BF58,Lookups!$J$97:$K$113,2,FALSE))","v":1},{"$f":"'E - Additions and subtractions'!AA73","v":0},0,null,null,null,null,null,null,null,null,null,null,null,null,null,null,null,null,null,null,null,null,"Fuel Oil",40.720799999999997,43.32,985.22167487684737,1015,11311.333333333334,11.311333333342379,12.033333333342958,null,11855.500821027545,12033.333333342958]
[null,null,"Natural Gas (kWh)",10,500,null,null,"Well","Very easy",null,null,null,null,null,null,"Natural Gas",5,1,{"$f":"39.6/3.6","v":11},{"$f":"S59/Q53","v":0.31148528359460814},{"$f":"T59*100","v":31.148528359460816},null,null,"kWh","m3","cuft","100cuft",null,null,null,null,null,null,null,null,null,null,null,null,null,null,null,null,null,null,null,null,null,null,null,null,null,null,{"$f":"AY98","v":"Don't know"},{"$f":"COUNTIF($BC$19:$BC$58,BB59)","v":0},{"$f":"'E - Additions and subtractions'!V74","v":0},null,null,null,"Pro rata estimate",{"$f":"SUM(BI19:BI58)","v":0},null,null,null,null,null,null,null,null,null,null,null,null,null,null,null,null,null,null,null,null,"Gas Oil",42.547495165048311,45.2632927287748,865.05190311418687,1156,11818.748656957863,11.818748656967319,12.573136869114169,null,10876.415976742361,12573.136869114169]
[null,null,"Natural Gas (m3)",5,100,null,null,"Very well",null,null,null,null,null,null,null,"Oil",6,1,null,null,null,12,{"$f":"45.6/0.0036","v":12666.666666666668},"kWh","litres","tonnes",null,null,null,null,null,null,null,null,null,null,null,null,null,null,null,null,null,null,null,null,null,null,null,null,null,null,null,{"$f":"AY99","v":"Guess"},{"$f":"COUNTIF($BC$19:$BC$58,BB60)","v":0},null,null,null,null,null,null,null,null,null,null,null,null,null,null,null,null,null,null,null,null,null,null,null,null,null,null,"LPG",45.9,49.232369410202601,522.35687421646469,1914.3999999999999,12750,12.7500000000102,13.675658169511662,null,7143.5740542789708,13675.658169511662]
[null,null,"Oil (kWh)",10,500,null,null,null,null,null,null,null,null,null,null,"LPG",7,1,null,null,null,10,null,"kWh","litres",null,null,null,null,null,null,null,null,"Actual",null,{"$f":"COUNTIF($AJ$19:$AJ$32,AH61)","v":0},null,null,null,null,null,null,null,null,null,null,null,null,null,null,null,null,null,"Actual",{"$f":"COUNTIF($BC$19:$BC$58,BB61)","v":0},null,null,null,null,null,null,null,"Actual",{"$f":"COUNTIF($BL$19:$BL$38,BK61)","v":0},null,null,null,null,null,null,null,null,null,null,null,null,null,null,null,null,null,"Naphtha",45.400499999999994,47.79,678.42605156037996,1474,12611.249999999998,12.611250000010086,13.275000000010619,null,9006.1058344712492,13275.000000010619]
[null,null,"Oil (litres)",5,100,null,null,null,null,null,null,null,null,null,null,"Coal",8,1,null,null,null,null,{"$f":"26.7/0.0036","v":7416.666666666667},"kWh","tonnes",null,null,null,null,null,null,null,null,"Estimated",null,{"$f":"COUNTIF($AJ$19:$AJ$32,AH62)","v":0},null,null,null,null,null,null,null,null,null,null,null,null,null,null,null,null,null,"Estimated",{"$f":"COUNTIF($BC$19:$BC$58,BB62)","v":0},null,null,null,null,null,null,null,"Estimated",{"$f":"COUNTIF($BL$19:$BL$38,BK62)","v":0},null,null,null,null,null,null,null,null,null,null,null,null,null,null,null,null,null,"Natural Gas",47.727174917133077,52.955713742324619,0.74590629053177693,1340650.9808183447,13257.548588092523,13.257548588103125,14.709920483990826,null,10.972222222230998,14709.920483990827]
[null,null,"LPG (kWh)",10,500,null,null,null,null,null,null,null,null,null,null,"Biomass",9,1,{"$f":"CM69","v":8.9041598860933711},null,null,null,{"$f":"CN69","v":9250.0000000073978},"kWh","tonnes",null,null,null,null,null,null,null,null,"Other",null,{"$f":"COUNTA(AJ19:AJ32)-SUM(AJ61:AJ62)","v":8},null,null,null,null,null,null,null,null,null,null,null,null,null,null,null,null,null,"Other",{"$f":"COUNTA(BC19:BC58)-SUM(BC61:BC62)","v":40},null,null,null,null,null,null,null,"Other",{"$f":"COUNTA(BL19:BL38)-SUM(BL61:BL62)","v":20},null,null,null,null,null,null,null,null,null,null,null,null,null,null,null,null,null,"Petrol",44.735500000000002,47.09,735.29411764705878,1360,12426.527777777777,12.426527777787719,13.08055555556602,null,9618.0555555632491,13080.555555566019]
[null,null,"LPG (litres)",10,500,null,null,null,null,null,null,null,null,null,null,"Biogas",10,1,null,null,null,null,{"$f":"26.7/0.0036","v":7416.666666666667},"kWh","m3",null,null,null,null,null,null,null,null,null,null,null,null,null,null,null,null,null,null,null,null,null,null,null,null,null,null,null,null,null,null,null,null,null,null,null,null,null,null,null,null,null,null,null,null,null,null,null,null,null,null,null,null,null,null,null,null,"Other Fuels",null,null,null,null,0,null,null,null,0,0]
[null,null,"Coal (kWh)",10,500,null,null,null,null,null,null,null,null,null,null,"Anthracite",11,1,null,null,null,null,{"$f":"26.7/0.0036","v":7416.666666666667},"kWh","tonnes",null,null,null,null,null,null,null,null,null,null,null,null,null,null,null,null,null,null,null,null,null,null,null,null,null,null,null,null,null,null,null,null,null,null,null,null,null,null,null,null,null,null,null,null,null,null,null,null,null,null,null,null,null,null,null,null,"Biodiesel (ME) 5",37.200000000000003,41.04,890,1124,10333.333333333334,10.333333333341599,11.400000000009118,null,10146.000000008115,11400.000000009119]
[null,null,"Coal (tonnes)",1,10,null,null,null,null,null,null,null,null,null,null,"Smokeless Fuel",12,1,null,null,null,null,null,"kWh","tonnes",null,null,null,null,null,null,null,null,null,null,null,null,null,null,null,null,null,null,null,null,null,null,null,null,null,null,null,null,null,null,null,null,null,null,null,null,null,null,null,null,null,null,null,null,null,null,null,null,null,null,null,null,null,null,null,null,"Biodiesel (BtL or HVO) 6",44,46.32,780.00000000000011,1282,12222.222222222223,12.222222222231999,12.866666666676958,null,10036.000000008029,12866.666666676958]
[null,null,"Biomass (kWh)",10,500,null,null,null,null,null,null,null,null,null,null,"District Heating",13,1,null,null,null,null,null,"kWh",null,null,null,null,null,null,null,null,null,null,null,null,null,null,null,null,null,null,null,null,null,null,null,null,null,null,null,null,null,null,"Not applicable",{"$f":"COUNTIF(BD19:BD58,$BC$67)","v":40},{"$f":"COUNTIF(BE19:BE58,$BC$67)","v":40},null,null,null,null,null,null,null,null,null,null,null,null,null,null,null,null,null,null,null,null,null,null,null,null,"Bioethanol 7",26.8,29.25,794,1259,7444.4444444444443,7.4444444444503999,8.1250000000064997,null,6451.2500000051605,8125.0000000064992]
[null,null,"Biomass (tonnes)",1,10,null,null,null,null,null,null,null,null,null,null,"District Cooling",14,1,null,null,null,null,null,"kWh",null,null,null,null,null,null,null,null,null,null,null,null,null,null,null,null,null,null,null,null,null,null,null,null,null,null,null,null,null,null,"Yes",{"$f":"COUNTIF(BD19:BD58,$BC$68)","v":0},{"$f":"COUNTIF(BE19:BE58,$BC$68)","v":0},null,null,null,null,null,null,null,null,null,null,null,null,null,null,null,null,null,null,null,null,null,null,null,null,"BioETBE 8",36.299999999999997,39.619999999999997,750,1333,10083.333333333334,10.083333333341397,11.005555555564358,null,8254.166666673269,11005.555555564359]
[null,null,"District Heating (kWh)",10,500,null,null,null,null,null,null,null,null,null,null,"Waste Heat",15,1,null,null,null,null,null,"kWh",null,null,null,null,null,null,null,null,null,null,null,null,null,null,null,null,null,null,null,null,null,null,null,null,null,null,null,null,null,null,"Failures",{"$f":"40-(SUM(BD67:BD68))","v":0},{"$f":"40-(SUM(BE67:BE68))","v":0},null,null,null,null,null,null,null,null,null,null,null,null,null,null,null,null,null,null,null,null,null,null,null,null,"Biogas 9",30,33.299999999999997,0.96261187957689176,1038840.2857022105,8333.3333333333339,8.3333333333399988,9.2500000000073985,null,{"$f":"CK69*CG69","v":8.9041598860933711},{"$f":"CK69*1000","v":9250.0000000073978}]
[null,null,"District Cooling (kWh)",10,500,null,null,null,null,null,null,null,null,null,null,"Exported Heat",16,1,null,null,null,null,null,"kWh",null,null,null,null,null,null,null,null,null,null,null,null,null,null,null,null,null,null,null,null,null,null,null,null,null,null,null,null,null,null,null,null,null,null,null,null,null,null,null,null,null,null,null,null,null,null,null,null,null,null,null,null,null,null,null,null,null,"Biomethane 10",49,54.39,0.72626538567789067,1376907.1467816238,13611.111111111111,13.611111111121998,15.108333333345419,null,{"$f":"CK70*CG70","v":10.972659535292243},{"$f":"CK70*1000","v":15108.333333345419}]
[null,null,null,null,null,null,null,null,null,null,null,null,null,null,null,{"$f":"J112","v":"Other fuel"},17,1,null,null,null,null,null,"kWh"]
[null,null,null,null,null,null,null,null,null,null,null,null,null,null,null,"Other thermal",18,1,null,null,null,null,null,"kWh",null,null,null,null,null,null,null,null,null,null,null,null,null,null,null,null,null,null,null,null,null,null,null,null,null,null,null,null,null,null,null,null,null,null,null,null,null,null,null,null,null,null,null,null,null,null,null,null,null,null,null,null,null,null,null,null,null,"CNG 11",47.727174917133077,52.955713742324619,175,5714.2857142857147,13257.548588092523,13.257548588103125,14.709920483990826,null,2574.2360846983947,14709.920483990827]
[null,null,null,null,null,null,null,null,null,null,null,null,null,null,null,null,null,null,null,null,null,null,null,null,null,null,null,null,null,null,null,null,null,null,null,null,null,null,null,null,null,null,null,null,null,null,null,null,null,null,null,null,null,null,null,null,null,null,null,null,null,null,null,null,null,null,null,null,null,null,null,null,null,null,null,null,null,null,null,null,null,"Grasses/Straw 12",14.5,15.264545454545454,160,6250,4027.7777777777778,4.027777777781,4.2401515151549063,null,678.42424242478501,4240.1515151549065]
[null,null,null,null,null,null,null,null,null,null,null,null,null,null,null,null,null,null,null,null,null,null,null,null,null,null,null,null,null,null,null,null,null,null,null,null,null,null,null,null,null,null,null,null,null,null,null,null,null,null,null,null,null,null,null,null,null,null,null,null,null,null,null,null,null,null,null,null,null,null,null,null,null,null,null,null,null,null,null,null,null,"LNG 13",47.727174917133077,52.955713742324619,452.48868778280541,2210,13257.548588092523,13.257548588103125,14.709920483990826,null,6656.0726171904189,14709.920483990827]
[null,null,null,null,null,null,null,null,null,null,null,null,null,null,null,null,null,null,null,null,null,null,null,null,null,null,null,null,null,null,null,null,null,null,null,null,null,null,null,null,null,null,null,null,null,null,null,null,null,null,null,null,null,null,null,null,null,null,null,null,null,null,null,null,null,null,null,null,null,null,null,null,null,null,null,null,null,null,null,null,null,"Wood Chips 12",14,14.738181818181818,250,4000,3888.8888888888887,3.8888888888919997,4.0939393939426685,null,1023.4848484856672,4093.9393939426686]
[null,null,null,null,null,null,null,null,null,null,null,null,null,null,null,null,null,null,null,null,null,null,null,null,null,null,null,null,null,null,null,null,null,null,null,null,null,null,null,null,null,null,null,null,null,null,null,null,null,null,null,null,null,null,null,null,null,null,null,null,null,null,null,null,null,null,null,null,null,null,null,null,null,null,null,null,null,null,null,null,null,"Wood Logs 12",14.7,15.475090909090909,425,2352.9411764705883,4083.3333333333335,4.0833333333365998,4.2986363636398019,null,1826.9204545469158,4298.6363636398019]
[null,null,null,null,null,null,null,null,null,null,null,null,null,null,null,null,null,null,null,null,null,null,null,null,null,null,null,null,null,null,null,null,null,null,null,null,null,null,null,null,null,null,null,null,null,null,null,null,null,null,null,null,null,null,null,null,null,null,null,null,null,null,null,null,null,null,null,null,null,null,null,null,null,null,null,null,null,null,null,null,null,"Wood Pellets 12",17,17.896363636363638,650,1538.4615384615383,4722.2222222222226,4.7222222222259997,4.971212121216098,null,3231.2878787904638,4971.2121212160982]
[null,null,null,null,null,null,null,null,null,null,null,null,null,null,null,null,null,null,null,null,null,null,null,null,null,null,null,null,null,null,null,null,null,null,null,null,null,null,null,null,null,null,null,null,null,null,null,null,null,null,null,null,null,null,null,null,null,null,null,null,null,null,null,null,null,null,null,null,null,null,null,null,null,null,null,null,null,null,null,null,null,null,null,null,null,null,null,null,null,null,0,0]
[null,null,null,null,null,null,null,null,null,null,null,null,null,null,null,null,null,null,null,null,null,null,null,null,null,null,null,null,null,null,null,null,null,null,null,null,null,null,null,null,null,null,null,null,null,null,null,null,null,null,null,null,null,null,null,null,null,null,null,null,null,null,null,null,null,null,null,null,null,null,null,null,null,null,null,null,null,null,null,null,null,"Methane (CH4)",50,55.5,0.71699999999999997,1394700.139470014,null,13.888888888899999,15.416666666678999,null,11.053750000008842,15416.666666678999]
[null,null,null,null,null,null,null,null,null,null,null,null,null,null,null,null,null,null,null,null,null,null,null,null,null,null,null,null,null,null,null,null,null,null,null,null,null,null,null,null,null,null,null,null,null,null,null,null,null,null,null,null,null,null,null,null,null,null,null,null,null,null,null,null,null,null,null,null,null,null,null,null,null,null,null,null,null,null,null,null,null,"Carbon Dioxide (CO2)",0,0,1.9800000000000002,505050.50505050505,null,0,0,null,0,0]
[]
[]
[]
[]
[null,null,"A - General info",null,null,null,null,null,"B - Landlord's Services",null,null,null,null,null,null,null,null,"C - Additional Energy Data",null,null,null,null,null,null,null,null,"Separables",null,null,null,null,null,null,null,null,null,null,null,null,null,null,null,null,null,null,null,"Additions and subtractions"]
[]
[null,null,null,null,null,null,null,null,null,"LStoTen","En4Lift","LlSupToTen","TenSupToLL","En4lght",null,null,null,null,null,null,null,null,null,null,null,null,"Separable reference",null,null,null,null,null,null,null,null,null,null,null,null,null,null,null,null,null,null,null,"Additions",null,"Subtractions",null,null,null,null,null,"SubMeterType"]
[null,null,"BuildUse",null,null,null,null,null,null,"<Select>","<Select>","<Select>","<Select>","<Select>",null,null,null,"Fuel 3",{"$f":"'B- Landlord''s services '!I11","v":0},"Fuel 4",{"$f":"'C - Additional Energy Data'!G12","v":0},"Fuel 5",{"$f":"'C - Additional Energy Data'!I12","v":0},null,null,null,"<Select>",null,null,null,null,null,null,null,null,null,null,null,null,null,null,null,null,null,null,null,"<Select>",null,"<Select>",null,null,null,null,null,"<Select>"]
[null,null,"<Select>",null,"<Select>",null,null,null,null,"Heating Only","Not included","Small power","None","None",null,null,null,"Fuel4Opt","NBFuel4Opt","Fuel5Opt","NBFuel5Opt","Fuel6Opt","NBFuel6Opt",null,null,null,1,null,null,null,null,null,null,null,null,null,null,null,null,null,null,null,null,null,null,null,"Landlord - passed through",null,"Landlord - passed through to tenant",null,null,null,null,null,"Tenant - HVAC only"]
[null,null,"Global Head Office",null,"1 London (Thames Valley) ",null,null,null,null,"Heating and Mech Vent ","Lifts included","Lighting","Perimetrer heating","Building access only",null,null,null,{"$f":"IF(OR(K130=S$88,K130=\"\"),\"\",K130)","v":""},{"$f":"IF(ROW()-ROW(Fuel4Opt)+1>ROWS(NBFuel4Opt)-COUNTBLANK(Fuel4Opt),\"Scroll up\",INDIRECT(ADDRESS(SMALL((IF(Fuel4Opt<>\"\",ROW(Fuel4Opt),ROW()+ROWS(Fuel4Opt))),ROW()-ROW(NBFuel4Opt)+1),COLUMN(Fuel4Opt),4)))","v":"District Electricity"},{"$f":"IF(OR(R90=U$88,R90=\"\"),\"\",R90)","v":""},{"$f":"IF(ROW()-ROW(Fuel5Opt)+1>ROWS(NBFuel5Opt)-COUNTBLANK(Fuel5Opt),\"Scroll up\",INDIRECT(ADDRESS(SMALL((IF(Fuel5Opt<>\"\",ROW(Fuel5Opt),ROW()+ROWS(Fuel5Opt))),ROW()-ROW(NBFuel5Opt)+1),COLUMN(Fuel5Opt),4)))","v":"District Electricity"},{"$f":"IF(OR(T90=W$88,T90=\"\"),\"\",T90)","v":""},{"$f":"IF(ROW()-ROW(Fuel6Opt)+1>ROWS(NBFuel6Opt)-COUNTBLANK(Fuel6Opt),\"Scroll up\",INDIRECT(ADDRESS(SMALL((IF(Fuel6Opt<>\"\",ROW(Fuel6Opt),ROW()+ROWS(Fuel6Opt))),ROW()-ROW(NBFuel6Opt)+1),COLUMN(Fuel6Opt),4)))","v":"District Electricity"},null,null,null,2,null,null,null,null,null,null,null,null,null,null,null,null,null,null,null,null,null,null,null,"Tenant - HVAC only",null,null,null,null,null,null,null,"Tenant - Non HVAC"]
[null,null,"UK Head Office",null,"2 South Eastern ",null,null,null,null,"Full Air Conditioning ","Escalators included","Small power and lighting","On floor AHUs","Building perimeter and access",null,null,null,"District Electricity",{"$f":"IF(ROW()-ROW(Fuel4Opt)+1>ROWS(NBFuel4Opt)-COUNTBLANK(Fuel4Opt),\"Scroll up\",INDIRECT(ADDRESS(SMALL((IF(Fuel4Opt<>\"\",ROW(Fuel4Opt),ROW()+ROWS(Fuel4Opt))),ROW()-ROW(NBFuel4Opt)+1),COLUMN(Fuel4Opt),4)))","v":"Exported Electricity"},"District Electricity",{"$f":"IF(ROW()-ROW(Fuel5Opt)+1>ROWS(NBFuel5Opt)-COUNTBLANK(Fuel5Opt),\"Scroll up\",INDIRECT(ADDRESS(SMALL((IF(Fuel5Opt<>\"\",ROW(Fuel5Opt),ROW()+ROWS(Fuel5Opt))),ROW()-ROW(NBFuel5Opt)+1),COLUMN(Fuel5Opt),4)))","v":"Exported Electricity"},"District Electricity",{"$f":"IF(ROW()-ROW(Fuel6Opt)+1>ROWS(NBFuel6Opt)-COUNTBLANK(Fuel6Opt),\"Scroll up\",INDIRECT(ADDRESS(SMALL((IF(Fuel6Opt<>\"\",ROW(Fuel6Opt),ROW()+ROWS(Fuel6Opt))),ROW()-ROW(NBFuel6Opt)+1),COLUMN(Fuel6Opt),4)))","v":"Exported Electricity"},null,null,null,3,null,null,null,null,null,null,null,null,null,null,null,null,null,null,null,null,null,null,null,"Tenant - mixed",null,null,null,null,null,null,null,"Tenant - mived"]
[null,null,"Regional Office",null,"3 Southern ",null,null,null,null,"None","Lifts and escalators included","None","Fan coil units electricity for fans only","Perimeter, access and car park",null,null,null,"Exported Electricity",{"$f":"IF(ROW()-ROW(Fuel4Opt)+1>ROWS(NBFuel4Opt)-COUNTBLANK(Fuel4Opt),\"Scroll up\",INDIRECT(ADDRESS(SMALL((IF(Fuel4Opt<>\"\",ROW(Fuel4Opt),ROW()+ROWS(Fuel4Opt))),ROW()-ROW(NBFuel4Opt)+1),COLUMN(Fuel4Opt),4)))","v":"Oil"},"Exported Electricity",{"$f":"IF(ROW()-ROW(Fuel5Opt)+1>ROWS(NBFuel5Opt)-COUNTBLANK(Fuel5Opt),\"Scroll up\",INDIRECT(ADDRESS(SMALL((IF(Fuel5Opt<>\"\",ROW(Fuel5Opt),ROW()+ROWS(Fuel5Opt))),ROW()-ROW(NBFuel5Opt)+1),COLUMN(Fuel5Opt),4)))","v":"Oil"},"Exported Electricity",{"$f":"IF(ROW()-ROW(Fuel6Opt)+1>ROWS(NBFuel6Opt)-COUNTBLANK(Fuel6Opt),\"Scroll up\",INDIRECT(ADDRESS(SMALL((IF(Fuel6Opt<>\"\",ROW(Fuel6Opt),ROW()+ROWS(Fuel6Opt))),ROW()-ROW(NBFuel6Opt)+1),COLUMN(Fuel6Opt),4)))","v":"Oil"},null,null,null,4,null,null,null,null,null,null,null,null,null,null,null,null,null,null,null,null,null,null,null,null,null,null,null,null,null,null,null,"Landlord -HVAC"]
[null,null,"Local Office",null,"4 South Western ",null,null,null,null,null,null,null,"Fan coil units electricity for fans and terminal reheat",null,null,null,null,"",{"$f":"IF(ROW()-ROW(Fuel4Opt)+1>ROWS(NBFuel4Opt)-COUNTBLANK(Fuel4Opt),\"Scroll up\",INDIRECT(ADDRESS(SMALL((IF(Fuel4Opt<>\"\",ROW(Fuel4Opt),ROW()+ROWS(Fuel4Opt))),ROW()-ROW(NBFuel4Opt)+1),COLUMN(Fuel4Opt),4)))","v":"LPG"},"",{"$f":"IF(ROW()-ROW(Fuel5Opt)+1>ROWS(NBFuel5Opt)-COUNTBLANK(Fuel5Opt),\"Scroll up\",INDIRECT(ADDRESS(SMALL((IF(Fuel5Opt<>\"\",ROW(Fuel5Opt),ROW()+ROWS(Fuel5Opt))),ROW()-ROW(NBFuel5Opt)+1),COLUMN(Fuel5Opt),4)))","v":"LPG"},"",{"$f":"IF(ROW()-ROW(Fuel6Opt)+1>ROWS(NBFuel6Opt)-COUNTBLANK(Fuel6Opt),\"Scroll up\",INDIRECT(ADDRESS(SMALL((IF(Fuel6Opt<>\"\",ROW(Fuel6Opt),ROW()+ROWS(Fuel6Opt))),ROW()-ROW(NBFuel6Opt)+1),COLUMN(Fuel6Opt),4)))","v":"LPG"},null,null,null,5,null,null,null,null,null,null,null,null,null,null,null,null,null,null,null,null,null,null,null,null,null,null,null,null,null,null,null,"Landlord - Non HVAC"]
[null,null,"Administrative Centre",null,"5 Severn Valley ",null,null,null,null,null,null,null,"All HVAC services",null,null,null,null,"Oil",{"$f":"IF(ROW()-ROW(Fuel4Opt)+1>ROWS(NBFuel4Opt)-COUNTBLANK(Fuel4Opt),\"Scroll up\",INDIRECT(ADDRESS(SMALL((IF(Fuel4Opt<>\"\",ROW(Fuel4Opt),ROW()+ROWS(Fuel4Opt))),ROW()-ROW(NBFuel4Opt)+1),COLUMN(Fuel4Opt),4)))","v":"Coal"},"Oil",{"$f":"IF(ROW()-ROW(Fuel5Opt)+1>ROWS(NBFuel5Opt)-COUNTBLANK(Fuel5Opt),\"Scroll up\",INDIRECT(ADDRESS(SMALL((IF(Fuel5Opt<>\"\",ROW(Fuel5Opt),ROW()+ROWS(Fuel5Opt))),ROW()-ROW(NBFuel5Opt)+1),COLUMN(Fuel5Opt),4)))","v":"Coal"},"Oil",{"$f":"IF(ROW()-ROW(Fuel6Opt)+1>ROWS(NBFuel6Opt)-COUNTBLANK(Fuel6Opt),\"Scroll up\",INDIRECT(ADDRESS(SMALL((IF(Fuel6Opt<>\"\",ROW(Fuel6Opt),ROW()+ROWS(Fuel6Opt))),ROW()-ROW(NBFuel6Opt)+1),COLUMN(Fuel6Opt),4)))","v":"Coal"},null,null,null,6,null,null,null,null,null,null,null,null,null,null,null,null,null,null,null,null,null,null,null,null,null,null,null,null,null,null,null,"Landlord - Mixed"]
[null,null,"Business Centre",null,"6 Midlands",null,null,null,null,"Fuels",null,"Fuels","Other - please use comments box to the right",null,null,null,null,"LPG",{"$f":"IF(ROW()-ROW(Fuel4Opt)+1>ROWS(NBFuel4Opt)-COUNTBLANK(Fuel4Opt),\"Scroll up\",INDIRECT(ADDRESS(SMALL((IF(Fuel4Opt<>\"\",ROW(Fuel4Opt),ROW()+ROWS(Fuel4Opt))),ROW()-ROW(NBFuel4Opt)+1),COLUMN(Fuel4Opt),4)))","v":"Biomass"},"LPG",{"$f":"IF(ROW()-ROW(Fuel5Opt)+1>ROWS(NBFuel5Opt)-COUNTBLANK(Fuel5Opt),\"Scroll up\",INDIRECT(ADDRESS(SMALL((IF(Fuel5Opt<>\"\",ROW(Fuel5Opt),ROW()+ROWS(Fuel5Opt))),ROW()-ROW(NBFuel5Opt)+1),COLUMN(Fuel5Opt),4)))","v":"Biomass"},"LPG",{"$f":"IF(ROW()-ROW(Fuel6Opt)+1>ROWS(NBFuel6Opt)-COUNTBLANK(Fuel6Opt),\"Scroll up\",INDIRECT(ADDRESS(SMALL((IF(Fuel6Opt<>\"\",ROW(Fuel6Opt),ROW()+ROWS(Fuel6Opt))),ROW()-ROW(NBFuel6Opt)+1),COLUMN(Fuel6Opt),4)))","v":"Biomass"},null,null,null,7,null,null,null,null,null,null,null,null,null,null,null,null,null,null,null,null,null,null,null,null,null,null,null,null,null,null,null,"Separable energy usd"]
[null,null,"Call Centre",null,"7 West Pennines ",null,null,null,null,"<Select>","kWhe Factor","Default carbon factor","User carbon factor","Carbon factors from DECs",null,null,null,"Coal",{"$f":"IF(ROW()-ROW(Fuel4Opt)+1>ROWS(NBFuel4Opt)-COUNTBLANK(Fuel4Opt),\"Scroll up\",INDIRECT(ADDRESS(SMALL((IF(Fuel4Opt<>\"\",ROW(Fuel4Opt),ROW()+ROWS(Fuel4Opt))),ROW()-ROW(NBFuel4Opt)+1),COLUMN(Fuel4Opt),4)))","v":"Biogas"},"Coal",{"$f":"IF(ROW()-ROW(Fuel5Opt)+1>ROWS(NBFuel5Opt)-COUNTBLANK(Fuel5Opt),\"Scroll up\",INDIRECT(ADDRESS(SMALL((IF(Fuel5Opt<>\"\",ROW(Fuel5Opt),ROW()+ROWS(Fuel5Opt))),ROW()-ROW(NBFuel5Opt)+1),COLUMN(Fuel5Opt),4)))","v":"Biogas"},"Coal",{"$f":"IF(ROW()-ROW(Fuel6Opt)+1>ROWS(NBFuel6Opt)-COUNTBLANK(Fuel6Opt),\"Scroll up\",INDIRECT(ADDRESS(SMALL((IF(Fuel6Opt<>\"\",ROW(Fuel6Opt),ROW()+ROWS(Fuel6Opt))),ROW()-ROW(NBFuel6Opt)+1),COLUMN(Fuel6Opt),4)))","v":"Biogas"},null,null,null,8]
[null,null,"Data Centre",null,"8 North Western ",null,null,null,null,{"$f":"'B- Landlord''s services '!E11","v":"Mains Electricity"},1,0.55000000000000004,null,null,null,null,null,"Biomass",{"$f":"IF(ROW()-ROW(Fuel4Opt)+1>ROWS(NBFuel4Opt)-COUNTBLANK(Fuel4Opt),\"Scroll up\",INDIRECT(ADDRESS(SMALL((IF(Fuel4Opt<>\"\",ROW(Fuel4Opt),ROW()+ROWS(Fuel4Opt))),ROW()-ROW(NBFuel4Opt)+1),COLUMN(Fuel4Opt),4)))","v":"Anthracite"},"Biomass",{"$f":"IF(ROW()-ROW(Fuel5Opt)+1>ROWS(NBFuel5Opt)-COUNTBLANK(Fuel5Opt),\"Scroll up\",INDIRECT(ADDRESS(SMALL((IF(Fuel5Opt<>\"\",ROW(Fuel5Opt),ROW()+ROWS(Fuel5Opt))),ROW()-ROW(NBFuel5Opt)+1),COLUMN(Fuel5Opt),4)))","v":"Anthracite"},"Biomass",{"$f":"IF(ROW()-ROW(Fuel6Opt)+1>ROWS(NBFuel6Opt)-COUNTBLANK(Fuel6Opt),\"Scroll up\",INDIRECT(ADDRESS(SMALL((IF(Fuel6Opt<>\"\",ROW(Fuel6Opt),ROW()+ROWS(Fuel6Opt))),ROW()-ROW(NBFuel6Opt)+1),COLUMN(Fuel6Opt),4)))","v":"Anthracite"},null,null,null,9,null,null,null,null,null,null,null,null,null,null,null,null,null,null,null,null,null,null,null,"Supplement","Default kWhe","benchmark factor",null,"Data quality","Data quality"]
[null,null,"Factory Office",null,"9 Borders ",null,null,null,1,"District Electricity",1,0.55000000000000004,null,"HotWat",null,null,null,"Biogas",{"$f":"IF(ROW()-ROW(Fuel4Opt)+1>ROWS(NBFuel4Opt)-COUNTBLANK(Fuel4Opt),\"Scroll up\",INDIRECT(ADDRESS(SMALL((IF(Fuel4Opt<>\"\",ROW(Fuel4Opt),ROW()+ROWS(Fuel4Opt))),ROW()-ROW(NBFuel4Opt)+1),COLUMN(Fuel4Opt),4)))","v":"Smokeless Fuel"},"Biogas",{"$f":"IF(ROW()-ROW(Fuel5Opt)+1>ROWS(NBFuel5Opt)-COUNTBLANK(Fuel5Opt),\"Scroll up\",INDIRECT(ADDRESS(SMALL((IF(Fuel5Opt<>\"\",ROW(Fuel5Opt),ROW()+ROWS(Fuel5Opt))),ROW()-ROW(NBFuel5Opt)+1),COLUMN(Fuel5Opt),4)))","v":"Smokeless Fuel"},"Biogas",{"$f":"IF(ROW()-ROW(Fuel6Opt)+1>ROWS(NBFuel6Opt)-COUNTBLANK(Fuel6Opt),\"Scroll up\",INDIRECT(ADDRESS(SMALL((IF(Fuel6Opt<>\"\",ROW(Fuel6Opt),ROW()+ROWS(Fuel6Opt))),ROW()-ROW(NBFuel6Opt)+1),COLUMN(Fuel6Opt),4)))","v":"Smokeless Fuel"},null,null,null,10,null,null,null,null,null,null,null,null,null,null,null,null,null,null,null,null,null,null,null,"DHW - Hand basins in WC's only",7,{"$f":"IF(ROUND((29.953+0.3762*AvHrsWk)/45,4)<1,1,ROUND((29.953+0.3762*AvHrsWk)/45,4))","v":{"$error":"#DIV/0!"}},null,"Don't know","Estimated"]
[null,null,"Operations Centre",null,"10 North Eastern ",null,null,null,2,"Exported Electricity",1,-0.55000000000000004,null,"<Select>",null,null,null,"Anthracite",{"$f":"IF(ROW()-ROW(Fuel4Opt)+1>ROWS(NBFuel4Opt)-COUNTBLANK(Fuel4Opt),\"Scroll up\",INDIRECT(ADDRESS(SMALL((IF(Fuel4Opt<>\"\",ROW(Fuel4Opt),ROW()+ROWS(Fuel4Opt))),ROW()-ROW(NBFuel4Opt)+1),COLUMN(Fuel4Opt),4)))","v":"District Heating"},"Anthracite",{"$f":"IF(ROW()-ROW(Fuel5Opt)+1>ROWS(NBFuel5Opt)-COUNTBLANK(Fuel5Opt),\"Scroll up\",INDIRECT(ADDRESS(SMALL((IF(Fuel5Opt<>\"\",ROW(Fuel5Opt),ROW()+ROWS(Fuel5Opt))),ROW()-ROW(NBFuel5Opt)+1),COLUMN(Fuel5Opt),4)))","v":"District Heating"},"Anthracite",{"$f":"IF(ROW()-ROW(Fuel6Opt)+1>ROWS(NBFuel6Opt)-COUNTBLANK(Fuel6Opt),\"Scroll up\",INDIRECT(ADDRESS(SMALL((IF(Fuel6Opt<>\"\",ROW(Fuel6Opt),ROW()+ROWS(Fuel6Opt))),ROW()-ROW(NBFuel6Opt)+1),COLUMN(Fuel6Opt),4)))","v":"District Heating"},null,null,null,null,null,null,null,null,null,null,null,null,null,null,null,null,null,null,null,null,null,null,null,"DHW - Hand basins and showers",10,{"$error":"#DIV/0!"},null,"Guess","Actual"]
[null,null,"Other",null,"11 East Pennines ",null,null,null,3,"Natural Gas",0.4,0.19400000000000001,null,"None",null,null,null,"Smokeless Fuel",{"$f":"IF(ROW()-ROW(Fuel4Opt)+1>ROWS(NBFuel4Opt)-COUNTBLANK(Fuel4Opt),\"Scroll up\",INDIRECT(ADDRESS(SMALL((IF(Fuel4Opt<>\"\",ROW(Fuel4Opt),ROW()+ROWS(Fuel4Opt))),ROW()-ROW(NBFuel4Opt)+1),COLUMN(Fuel4Opt),4)))","v":"District Cooling"},"Smokeless Fuel",{"$f":"IF(ROW()-ROW(Fuel5Opt)+1>ROWS(NBFuel5Opt)-COUNTBLANK(Fuel5Opt),\"Scroll up\",INDIRECT(ADDRESS(SMALL((IF(Fuel5Opt<>\"\",ROW(Fuel5Opt),ROW()+ROWS(Fuel5Opt))),ROW()-ROW(NBFuel5Opt)+1),COLUMN(Fuel5Opt),4)))","v":"District Cooling"},"Smokeless Fuel",{"$f":"IF(ROW()-ROW(Fuel6Opt)+1>ROWS(NBFuel6Opt)-COUNTBLANK(Fuel6Opt),\"Scroll up\",INDIRECT(ADDRESS(SMALL((IF(Fuel6Opt<>\"\",ROW(Fuel6Opt),ROW()+ROWS(Fuel6Opt))),ROW()-ROW(NBFuel6Opt)+1),COLUMN(Fuel6Opt),4)))","v":"District Cooling"},null,null,null,null,null,null,null,null,null,null,null,null,null,null,null,null,null,null,null,null,null,null,null,"DHW - Hand basins and kitchenettes",10,{"$error":"#DIV/0!"},null,"Estimated"]
[null,null,null,null,"12 East Anglia ",null,null,null,4,"Oil",0.4,0.26500000000000001,null,"Hand basins in WC's only",null,null,null,"District Heating",{"$f":"IF(ROW()-ROW(Fuel4Opt)+1>ROWS(NBFuel4Opt)-COUNTBLANK(Fuel4Opt),\"Scroll up\",INDIRECT(ADDRESS(SMALL((IF(Fuel4Opt<>\"\",ROW(Fuel4Opt),ROW()+ROWS(Fuel4Opt))),ROW()-ROW(NBFuel4Opt)+1),COLUMN(Fuel4Opt),4)))","v":"Waste Heat"},"District Heating",{"$f":"IF(ROW()-ROW(Fuel5Opt)+1>ROWS(NBFuel5Opt)-COUNTBLANK(Fuel5Opt),\"Scroll up\",INDIRECT(ADDRESS(SMALL((IF(Fuel5Opt<>\"\",ROW(Fuel5Opt),ROW()+ROWS(Fuel5Opt))),ROW()-ROW(NBFuel5Opt)+1),COLUMN(Fuel5Opt),4)))","v":"Waste Heat"},"District Heating",{"$f":"IF(ROW()-ROW(Fuel6Opt)+1>ROWS(NBFuel6Opt)-COUNTBLANK(Fuel6Opt),\"Scroll up\",INDIRECT(ADDRESS(SMALL((IF(Fuel6Opt<>\"\",ROW(Fuel6Opt),ROW()+ROWS(Fuel6Opt))),ROW()-ROW(NBFuel6Opt)+1),COLUMN(Fuel6Opt),4)))","v":"Waste Heat"},null,null,null,null,null,null,null,null,null,null,null,null,null,null,null,null,null,null,null,null,null,null,null,"DHW - Hand basins, kitchenettes & showers",12,{"$error":"#DIV/0!"},null,"Actual"]
[null,null,"Sector",null,"13 West Scotland ",null,null,null,5,"LPG",0.4,0.23400000000000001,null,"Hand basins and showers",null,null,null,"District Cooling",{"$f":"IF(ROW()-ROW(Fuel4Opt)+1>ROWS(NBFuel4Opt)-COUNTBLANK(Fuel4Opt),\"Scroll up\",INDIRECT(ADDRESS(SMALL((IF(Fuel4Opt<>\"\",ROW(Fuel4Opt),ROW()+ROWS(Fuel4Opt))),ROW()-ROW(NBFuel4Opt)+1),COLUMN(Fuel4Opt),4)))","v":"Exported Heat"},"District Cooling",{"$f":"IF(ROW()-ROW(Fuel5Opt)+1>ROWS(NBFuel5Opt)-COUNTBLANK(Fuel5Opt),\"Scroll up\",INDIRECT(ADDRESS(SMALL((IF(Fuel5Opt<>\"\",ROW(Fuel5Opt),ROW()+ROWS(Fuel5Opt))),ROW()-ROW(NBFuel5Opt)+1),COLUMN(Fuel5Opt),4)))","v":"Exported Heat"},"District Cooling",{"$f":"IF(ROW()-ROW(Fuel6Opt)+1>ROWS(NBFuel6Opt)-COUNTBLANK(Fuel6Opt),\"Scroll up\",INDIRECT(ADDRESS(SMALL((IF(Fuel6Opt<>\"\",ROW(Fuel6Opt),ROW()+ROWS(Fuel6Opt))),ROW()-ROW(NBFuel6Opt)+1),COLUMN(Fuel6Opt),4)))","v":"Exported Heat"},null,null,null,null,null,null,null,null,null,null,null,null,null,null,null,null,null,null,null,null,null,null,null,"DHW - Catering",9,{"$error":"#DIV/0!"}]
[null,null,"<Select>",null,"14 East Scotland ",null,null,null,6,"Coal",0.4,0.29099999999999998,null,"Hand basins & kitchenettes",null,null,null,"Waste Heat",{"$f":"IF(ROW()-ROW(Fuel4Opt)+1>ROWS(NBFuel4Opt)-COUNTBLANK(Fuel4Opt),\"Scroll up\",INDIRECT(ADDRESS(SMALL((IF(Fuel4Opt<>\"\",ROW(Fuel4Opt),ROW()+ROWS(Fuel4Opt))),ROW()-ROW(NBFuel4Opt)+1),COLUMN(Fuel4Opt),4)))","v":"Other fuel"},"Waste Heat",{"$f":"IF(ROW()-ROW(Fuel5Opt)+1>ROWS(NBFuel5Opt)-COUNTBLANK(Fuel5Opt),\"Scroll up\",INDIRECT(ADDRESS(SMALL((IF(Fuel5Opt<>\"\",ROW(Fuel5Opt),ROW()+ROWS(Fuel5Opt))),ROW()-ROW(NBFuel5Opt)+1),COLUMN(Fuel5Opt),4)))","v":"Other fuel"},"Waste Heat",{"$f":"IF(ROW()-ROW(Fuel6Opt)+1>ROWS(NBFuel6Opt)-COUNTBLANK(Fuel6Opt),\"Scroll up\",INDIRECT(ADDRESS(SMALL((IF(Fuel6Opt<>\"\",ROW(Fuel6Opt),ROW()+ROWS(Fuel6Opt))),ROW()-ROW(NBFuel6Opt)+1),COLUMN(Fuel6Opt),4)))","v":"Other fuel"},null,null,null,null,null,null,null,null,null,null,null,null,null,null,null,null,null,null,null,null,null,null,null,"DHW - Catering & WC's",16,{"$error":"#DIV/0!"}]
[null,null,"Banking & Finance",null,"15 North East Scotland ",null,null,null,7,"Biomass",0.4,2.5000000000000001E-2,null,"Hand basins, kitchenettes & showers",null,null,null,"Exported Heat",{"$f":"IF(ROW()-ROW(Fuel4Opt)+1>ROWS(NBFuel4Opt)-COUNTBLANK(Fuel4Opt),\"Scroll up\",INDIRECT(ADDRESS(SMALL((IF(Fuel4Opt<>\"\",ROW(Fuel4Opt),ROW()+ROWS(Fuel4Opt))),ROW()-ROW(NBFuel4Opt)+1),COLUMN(Fuel4Opt),4)))","v":"Other thermal"},"Exported Heat",{"$f":"IF(ROW()-ROW(Fuel5Opt)+1>ROWS(NBFuel5Opt)-COUNTBLANK(Fuel5Opt),\"Scroll up\",INDIRECT(ADDRESS(SMALL((IF(Fuel5Opt<>\"\",ROW(Fuel5Opt),ROW()+ROWS(Fuel5Opt))),ROW()-ROW(NBFuel5Opt)+1),COLUMN(Fuel5Opt),4)))","v":"Other thermal"},"Exported Heat",{"$f":"IF(ROW()-ROW(Fuel6Opt)+1>ROWS(NBFuel6Opt)-COUNTBLANK(Fuel6Opt),\"Scroll up\",INDIRECT(ADDRESS(SMALL((IF(Fuel6Opt<>\"\",ROW(Fuel6Opt),ROW()+ROWS(Fuel6Opt))),ROW()-ROW(NBFuel6Opt)+1),COLUMN(Fuel6Opt),4)))","v":"Other thermal"},null,null,null,null,null,null,null,null,null,null,null,null,null,null,null,null,null,null,null,null,null,null,null,"DHW - Catering, WC's & showers",18,{"$error":"#DIV/0!"},null,"AddType"]
[null,null,"Construction & Property",null,"16 Wales ",null,null,null,8,"Biogas",0.4,2.5000000000000001E-2,null,"Catering",null,null,null,"Other fuel",{"$f":"IF(ROW()-ROW(Fuel4Opt)+1>ROWS(NBFuel4Opt)-COUNTBLANK(Fuel4Opt),\"Scroll up\",INDIRECT(ADDRESS(SMALL((IF(Fuel4Opt<>\"\",ROW(Fuel4Opt),ROW()+ROWS(Fuel4Opt))),ROW()-ROW(NBFuel4Opt)+1),COLUMN(Fuel4Opt),4)))","v":"Scroll up"},"Other fuel",{"$f":"IF(ROW()-ROW(Fuel5Opt)+1>ROWS(NBFuel5Opt)-COUNTBLANK(Fuel5Opt),\"Scroll up\",INDIRECT(ADDRESS(SMALL((IF(Fuel5Opt<>\"\",ROW(Fuel5Opt),ROW()+ROWS(Fuel5Opt))),ROW()-ROW(NBFuel5Opt)+1),COLUMN(Fuel5Opt),4)))","v":"Scroll up"},"Other fuel",{"$f":"IF(ROW()-ROW(Fuel6Opt)+1>ROWS(NBFuel6Opt)-COUNTBLANK(Fuel6Opt),\"Scroll up\",INDIRECT(ADDRESS(SMALL((IF(Fuel6Opt<>\"\",ROW(Fuel6Opt),ROW()+ROWS(Fuel6Opt))),ROW()-ROW(NBFuel6Opt)+1),COLUMN(Fuel6Opt),4)))","v":"Scroll up"},null,null,null,null,null,null,null,null,null,null,null,null,null,null,null,null,null,null,null,null,null,null,null,"Fan coil units (no reheat)",12,{"$error":"#DIV/0!"},null,"Default"]
[null,null,"Consumer Goods",null,"17 Northern Ireland ",null,null,null,9,"Anthracite",0.4,0.317,null,"Catering & WC's",null,null,null,{"$f":"IF(OR(K146=S$88,K146=\"\"),\"\",K146)","v":"Other thermal"},{"$f":"IF(ROW()-ROW(Fuel4Opt)+1>ROWS(NBFuel4Opt)-COUNTBLANK(Fuel4Opt),\"Scroll up\",INDIRECT(ADDRESS(SMALL((IF(Fuel4Opt<>\"\",ROW(Fuel4Opt),ROW()+ROWS(Fuel4Opt))),ROW()-ROW(NBFuel4Opt)+1),COLUMN(Fuel4Opt),4)))","v":"Scroll up"},{"$f":"IF(OR(R106=U$88,R106=\"\"),\"\",R106)","v":"Other thermal"},{"$f":"IF(ROW()-ROW(Fuel5Opt)+1>ROWS(NBFuel5Opt)-COUNTBLANK(Fuel5Opt),\"Scroll up\",INDIRECT(ADDRESS(SMALL((IF(Fuel5Opt<>\"\",ROW(Fuel5Opt),ROW()+ROWS(Fuel5Opt))),ROW()-ROW(NBFuel5Opt)+1),COLUMN(Fuel5Opt),4)))","v":"Scroll up"},{"$f":"IF(OR(T106=W$88,T106=\"\"),\"\",T106)","v":"Other thermal"},{"$f":"IF(ROW()-ROW(Fuel6Opt)+1>ROWS(NBFuel6Opt)-COUNTBLANK(Fuel6Opt),\"Scroll up\",INDIRECT(ADDRESS(SMALL((IF(Fuel6Opt<>\"\",ROW(Fuel6Opt),ROW()+ROWS(Fuel6Opt))),ROW()-ROW(NBFuel6Opt)+1),COLUMN(Fuel6Opt),4)))","v":"Scroll up"},null,null,null,null,null,null,null,null,null,null,null,null,null,null,null,null,null,null,null,null,null,null,null,"Fan coil units with terminal reheat",47,{"$error":"#DIV/0!"},null,"Metered"]
[null,null,"Engineering",null,"18 North West Scotland ",null,null,null,10,"Smokeless Fuel",0.4,0.39200000000000002,null,"Catering, WC & showers",null,null,null,null,null,null,null,null,null,null,null,null,null,null,null,null,null,null,null,null,null,null,null,null,null,null,null,null,null,null,null,null,"Perimeter heating (Electric)",65,{"$error":"#DIV/0!"},null,"Professional estimate"]
[null,null,"Health",null,null,null,null,null,11,"District Heating",0.5,{"$f":"$L$100/0.8","v":0.24249999999999999},"Note have used gas at 80% efficiency assuming that most DH etc is gas fuelled.",null,null,null,null,null,null,null,null,null,null,null,null,null,null,null,null,null,null,null,null,null,null,null,null,null,null,null,null,null,null,null,null,null,"Perimeter heating (Gas)",35,{"$f":"IF(ROUND((51.75+0.2063*AvHrsWk)/60,4)<1,1,ROUND((51.75+0.2063*AvHrsWk)/60,4))","v":{"$error":"#DIV/0!"}}]
[null,null,"Industrial",null,null,null,null,null,12,"District Cooling",0.5,{"$f":"$L$100/0.8","v":0.24249999999999999},null,null,null,null,null,null,null,null,null,null,null,null,null,null,null,null,null,null,null,null,null,null,null,null,null,null,null,null,null,null,null,null,null,null,"On floor AHU's",35,{"$f":"IF(ROUND((29.953+0.3762*AvHrsWk)/45,4)<1,1,ROUND((29.953+0.3762*AvHrsWk)/45,4))","v":{"$error":"#DIV/0!"}}]
[null,null,"Legal",null,null,null,null,null,13,"Waste Heat",0.5,0.24249999999999999,null,null,null,null,null,null,"RenType","kWhe factor",null,null,null,null,null,null,null,null,null,null,null,null,null,null,null,null,null,null,null,null,null,null,null,null,null,null,"All HVAC services (heating only) ",70,{"$f":"IF(ROUND((((51.75+0.2063*AvHrsWk))+((29.953+0.3762*AvHrsWk)))/105,4)<1,1,ROUND((((51.75+0.2063*AvHrsWk))+((29.953+0.3762*AvHrsWk)))/105,4))","v":{"$error":"#DIV/0!"}}]
[null,null,"Leisure",null,null,null,null,null,14,"Exported Heat",0.5,0.24249999999999999,null,null,null,null,null,null,"<Select>",null,null,null,null,null,null,null,null,null,null,null,null,null,null,null,null,null,null,null,null,null,null,null,null,null,null,null,"All HVAC services (mechanical vent)",120,{"$f":"IF(ROUND((((51.75+0.2063*AvHrsWk))+((29.953+0.3762*AvHrsWk)))/105,4)<1,1,ROUND((((51.75+0.2063*AvHrsWk))+((29.953+0.3762*AvHrsWk)))/105,4))","v":{"$error":"#DIV/0!"}}]
[null,null,"Media",null,null,null,null,null,15,"Other fuel",0.4,{"$f":"$L$100","v":0.19400000000000001},null,null,null,null,null,1,"Photovoltaics",1,null,null,null,null,null,null,null,null,null,null,null,null,null,null,null,null,null,null,null,null,null,null,null,null,null,null,"All HVAC services (air conditioned)",180,{"$f":"IF(ROUND((((51.75+0.2063*AvHrsWk))+((29.953+0.3762*AvHrsWk)))/105,4)<1,1,ROUND((((51.75+0.2063*AvHrsWk))+((29.953+0.3762*AvHrsWk)))/105,4))","v":{"$error":"#DIV/0!"}}]
[null,null,"Retailing ",null,null,null,null,null,16,"Other thermal",0.5,{"$f":"$L$100/0.8","v":0.24249999999999999},null,null,null,null,null,2,"Wind Turbine",1,null,null,null,null,null,null,null,null,null,null,null,null,null,null,null,null,null,null,null,null,null,null,null,null,null,null,"Other (assessor estimate)",null,1]
[null,null,"Support Services",null,null,null,null,null,17,null,null,null,null,null,null,null,null,3,"Hydroelectric",1]
[null,null,"Technology",null,null,null,null,null,18,null,null,null,null,null,null,null,null,4,"Solar Thermal",0.5]
[null,null,"Telecoms",null,null,null,null,null,19,null,null,null,null,null,null,null,null,5,"Site-produced Biofuels",0.4]
[null,null,"Transport",null,null,null,null,null,20,null,null,null,null,null,null,null,null,6,"Other",0]
[null,null,"Utilities"]
[]
[null,null,null,null,null,null,null,null,"<Select>"]
[null,null,"<Select>",null,null,null,null,null,"All energy used in building",null,null,null,null,"Anthracite",0.317]
[null,null,2000,"2000-01-01","2000-12-31",null,null,null,"All energy used in building, but some tenants have their own energy supplies",null,null,null,null,"Biogas",2.5000000000000001E-2]
[null,null,2001,"2001-01-01","2001-12-31",null,null,null,"Energy for common parts and central HVAC only, all tenants have their own supplies",null,null,null,null,"Biomass",2.5000000000000001E-2]
[null,null,2002,"2002-01-01","2002-12-31",null,null,null,"Energy for common parts only, all tenants have their own utility supplies",null,null,null,null,"Coal",0.29099999999999998]
[null,null,2003,"2003-01-01","2003-12-31",null,null,null,null,null,null,null,null,"Electricity",0.55000000000000004]
[null,null,2004,"2004-01-01","2004-12-31",null,null,null,null,null,null,null,null,"LPG",0.23400000000000001]
[null,null,2005,"2005-01-01","2005-12-31",null,null,null,null,null,null,null,null,"Natural Gas",0.19400000000000001]
[null,null,2006,"2006-01-01","2006-12-31",null,null,null,"Fuel 1",{"$f":"'B- Landlord''s services '!E11","v":"Mains Electricity"},"Fuel 2",{"$f":"'B- Landlord''s services '!G11","v":"Natural Gas"},null,"Oil",0.26500000000000001]
[null,null,2007,"2007-01-01","2007-12-31",null,null,null,"Fuel2Opt","NBFuel2Opt","Fuel3Opt","NBFuel3Opt",null,"Smokeless Fuel",0.39200000000000002]
[null,null,2008,"2008-01-01","2008-12-31",null,null,null,{"$f":"IF(OR($N18=J$128,$N18=\"Scroll up\"),\"\",$N18)","v":""},{"$f":"IF(ROW()-ROW(Fuel2Opt)+1>ROWS(NBFuel2Opt)-COUNTBLANK(Fuel2Opt),\"Scroll up\",INDIRECT(ADDRESS(SMALL((IF(Fuel2Opt<>\"\",ROW(Fuel2Opt),ROW()+ROWS(Fuel2Opt))),ROW()-ROW(NBFuel2Opt)+1),COLUMN(Fuel2Opt),4)))","v":"District Electricity"},{"$f":"IF(OR(I130=L$128,I130=\"\"),\"\",I130)","v":""},{"$f":"IF(ROW()-ROW(Fuel3Opt)+1>ROWS(NBFuel3Opt)-COUNTBLANK(Fuel3Opt),\"Scroll up\",INDIRECT(ADDRESS(SMALL((IF(Fuel3Opt<>\"\",ROW(Fuel3Opt),ROW()+ROWS(Fuel3Opt))),ROW()-ROW(NBFuel3Opt)+1),COLUMN(Fuel3Opt),4)))","v":"District Electricity"}]
[null,null,2009,"2009-01-01","2009-12-31",null,null,null,"District Electricity",{"$f":"IF(ROW()-ROW(Fuel2Opt)+1>ROWS(NBFuel2Opt)-COUNTBLANK(Fuel2Opt),\"Scroll up\",INDIRECT(ADDRESS(SMALL((IF(Fuel2Opt<>\"\",ROW(Fuel2Opt),ROW()+ROWS(Fuel2Opt))),ROW()-ROW(NBFuel2Opt)+1),COLUMN(Fuel2Opt),4)))","v":"Exported Electricity"},"District Electricity",{"$f":"IF(ROW()-ROW(Fuel3Opt)+1>ROWS(NBFuel3Opt)-COUNTBLANK(Fuel3Opt),\"Scroll up\",INDIRECT(ADDRESS(SMALL((IF(Fuel3Opt<>\"\",ROW(Fuel3Opt),ROW()+ROWS(Fuel3Opt))),ROW()-ROW(NBFuel3Opt)+1),COLUMN(Fuel3Opt),4)))","v":"Exported Electricity"}]
[null,null,2010,"2010-01-01","2010-12-31",null,null,null,"Exported Electricity",{"$f":"IF(ROW()-ROW(Fuel2Opt)+1>ROWS(NBFuel2Opt)-COUNTBLANK(Fuel2Opt),\"Scroll up\",INDIRECT(ADDRESS(SMALL((IF(Fuel2Opt<>\"\",ROW(Fuel2Opt),ROW()+ROWS(Fuel2Opt))),ROW()-ROW(NBFuel2Opt)+1),COLUMN(Fuel2Opt),4)))","v":"Natural Gas"},"Exported Electricity",{"$f":"IF(ROW()-ROW(Fuel3Opt)+1>ROWS(NBFuel3Opt)-COUNTBLANK(Fuel3Opt),\"Scroll up\",INDIRECT(ADDRESS(SMALL((IF(Fuel3Opt<>\"\",ROW(Fuel3Opt),ROW()+ROWS(Fuel3Opt))),ROW()-ROW(NBFuel3Opt)+1),COLUMN(Fuel3Opt),4)))","v":"Oil"}]
[null,null,2011,"2011-01-01","2011-12-31",null,null,null,"Natural Gas",{"$f":"IF(ROW()-ROW(Fuel2Opt)+1>ROWS(NBFuel2Opt)-COUNTBLANK(Fuel2Opt),\"Scroll up\",INDIRECT(ADDRESS(SMALL((IF(Fuel2Opt<>\"\",ROW(Fuel2Opt),ROW()+ROWS(Fuel2Opt))),ROW()-ROW(NBFuel2Opt)+1),COLUMN(Fuel2Opt),4)))","v":"Oil"},"",{"$f":"IF(ROW()-ROW(Fuel3Opt)+1>ROWS(NBFuel3Opt)-COUNTBLANK(Fuel3Opt),\"Scroll up\",INDIRECT(ADDRESS(SMALL((IF(Fuel3Opt<>\"\",ROW(Fuel3Opt),ROW()+ROWS(Fuel3Opt))),ROW()-ROW(NBFuel3Opt)+1),COLUMN(Fuel3Opt),4)))","v":"LPG"}]
[null,null,2012,"2012-01-01","2012-12-31",null,null,null,"Oil",{"$f":"IF(ROW()-ROW(Fuel2Opt)+1>ROWS(NBFuel2Opt)-COUNTBLANK(Fuel2Opt),\"Scroll up\",INDIRECT(ADDRESS(SMALL((IF(Fuel2Opt<>\"\",ROW(Fuel2Opt),ROW()+ROWS(Fuel2Opt))),ROW()-ROW(NBFuel2Opt)+1),COLUMN(Fuel2Opt),4)))","v":"LPG"},"Oil",{"$f":"IF(ROW()-ROW(Fuel3Opt)+1>ROWS(NBFuel3Opt)-COUNTBLANK(Fuel3Opt),\"Scroll up\",INDIRECT(ADDRESS(SMALL((IF(Fuel3Opt<>\"\",ROW(Fuel3Opt),ROW()+ROWS(Fuel3Opt))),ROW()-ROW(NBFuel3Opt)+1),COLUMN(Fuel3Opt),4)))","v":"Coal"}]
[null,null,2013,"2013-01-01","2013-12-31",null,null,null,"LPG",{"$f":"IF(ROW()-ROW(Fuel2Opt)+1>ROWS(NBFuel2Opt)-COUNTBLANK(Fuel2Opt),\"Scroll up\",INDIRECT(ADDRESS(SMALL((IF(Fuel2Opt<>\"\",ROW(Fuel2Opt),ROW()+ROWS(Fuel2Opt))),ROW()-ROW(NBFuel2Opt)+1),COLUMN(Fuel2Opt),4)))","v":"Coal"},"LPG",{"$f":"IF(ROW()-ROW(Fuel3Opt)+1>ROWS(NBFuel3Opt)-COUNTBLANK(Fuel3Opt),\"Scroll up\",INDIRECT(ADDRESS(SMALL((IF(Fuel3Opt<>\"\",ROW(Fuel3Opt),ROW()+ROWS(Fuel3Opt))),ROW()-ROW(NBFuel3Opt)+1),COLUMN(Fuel3Opt),4)))","v":"Biomass"}]
[null,null,2014,"2014-01-01","2014-12-31",null,null,null,"Coal",{"$f":"IF(ROW()-ROW(Fuel2Opt)+1>ROWS(NBFuel2Opt)-COUNTBLANK(Fuel2Opt),\"Scroll up\",INDIRECT(ADDRESS(SMALL((IF(Fuel2Opt<>\"\",ROW(Fuel2Opt),ROW()+ROWS(Fuel2Opt))),ROW()-ROW(NBFuel2Opt)+1),COLUMN(Fuel2Opt),4)))","v":"Biomass"},"Coal",{"$f":"IF(ROW()-ROW(Fuel3Opt)+1>ROWS(NBFuel3Opt)-COUNTBLANK(Fuel3Opt),\"Scroll up\",INDIRECT(ADDRESS(SMALL((IF(Fuel3Opt<>\"\",ROW(Fuel3Opt),ROW()+ROWS(Fuel3Opt))),ROW()-ROW(NBFuel3Opt)+1),COLUMN(Fuel3Opt),4)))","v":"Biogas"}]
[null,null,2015,"2015-01-01","2015-12-31",null,null,null,"Biomass",{"$f":"IF(ROW()-ROW(Fuel2Opt)+1>ROWS(NBFuel2Opt)-COUNTBLANK(Fuel2Opt),\"Scroll up\",INDIRECT(ADDRESS(SMALL((IF(Fuel2Opt<>\"\",ROW(Fuel2Opt),ROW()+ROWS(Fuel2Opt))),ROW()-ROW(NBFuel2Opt)+1),COLUMN(Fuel2Opt),4)))","v":"Biogas"},"Biomass",{"$f":"IF(ROW()-ROW(Fuel3Opt)+1>ROWS(NBFuel3Opt)-COUNTBLANK(Fuel3Opt),\"Scroll up\",INDIRECT(ADDRESS(SMALL((IF(Fuel3Opt<>\"\",ROW(Fuel3Opt),ROW()+ROWS(Fuel3Opt))),ROW()-ROW(NBFuel3Opt)+1),COLUMN(Fuel3Opt),4)))","v":"Anthracite"}]
[null,null,2016,"2016-01-01","2016-12-31",null,null,null,"Biogas",{"$f":"IF(ROW()-ROW(Fuel2Opt)+1>ROWS(NBFuel2Opt)-COUNTBLANK(Fuel2Opt),\"Scroll up\",INDIRECT(ADDRESS(SMALL((IF(Fuel2Opt<>\"\",ROW(Fuel2Opt),ROW()+ROWS(Fuel2Opt))),ROW()-ROW(NBFuel2Opt)+1),COLUMN(Fuel2Opt),4)))","v":"Anthracite"},"Biogas",{"$f":"IF(ROW()-ROW(Fuel3Opt)+1>ROWS(NBFuel3Opt)-COUNTBLANK(Fuel3Opt),\"Scroll up\",INDIRECT(ADDRESS(SMALL((IF(Fuel3Opt<>\"\",ROW(Fuel3Opt),ROW()+ROWS(Fuel3Opt))),ROW()-ROW(NBFuel3Opt)+1),COLUMN(Fuel3Opt),4)))","v":"Smokeless Fuel"}]
[null,null,2017,"2017-01-01","2017-12-31",null,null,null,"Anthracite",{"$f":"IF(ROW()-ROW(Fuel2Opt)+1>ROWS(NBFuel2Opt)-COUNTBLANK(Fuel2Opt),\"Scroll up\",INDIRECT(ADDRESS(SMALL((IF(Fuel2Opt<>\"\",ROW(Fuel2Opt),ROW()+ROWS(Fuel2Opt))),ROW()-ROW(NBFuel2Opt)+1),COLUMN(Fuel2Opt),4)))","v":"Smokeless Fuel"},"Anthracite",{"$f":"IF(ROW()-ROW(Fuel3Opt)+1>ROWS(NBFuel3Opt)-COUNTBLANK(Fuel3Opt),\"Scroll up\",INDIRECT(ADDRESS(SMALL((IF(Fuel3Opt<>\"\",ROW(Fuel3Opt),ROW()+ROWS(Fuel3Opt))),ROW()-ROW(NBFuel3Opt)+1),COLUMN(Fuel3Opt),4)))","v":"District Heating"}]
[null,null,2018,"2018-01-01","2018-12-31",null,null,null,"Smokeless Fuel",{"$f":"IF(ROW()-ROW(Fuel2Opt)+1>ROWS(NBFuel2Opt)-COUNTBLANK(Fuel2Opt),\"Scroll up\",INDIRECT(ADDRESS(SMALL((IF(Fuel2Opt<>\"\",ROW(Fuel2Opt),ROW()+ROWS(Fuel2Opt))),ROW()-ROW(NBFuel2Opt)+1),COLUMN(Fuel2Opt),4)))","v":"District Heating"},"Smokeless Fuel",{"$f":"IF(ROW()-ROW(Fuel3Opt)+1>ROWS(NBFuel3Opt)-COUNTBLANK(Fuel3Opt),\"Scroll up\",INDIRECT(ADDRESS(SMALL((IF(Fuel3Opt<>\"\",ROW(Fuel3Opt),ROW()+ROWS(Fuel3Opt))),ROW()-ROW(NBFuel3Opt)+1),COLUMN(Fuel3Opt),4)))","v":"District Cooling"}]
[null,null,2019,"2019-01-01","2019-12-31",null,null,null,"District Heating",{"$f":"IF(ROW()-ROW(Fuel2Opt)+1>ROWS(NBFuel2Opt)-COUNTBLANK(Fuel2Opt),\"Scroll up\",INDIRECT(ADDRESS(SMALL((IF(Fuel2Opt<>\"\",ROW(Fuel2Opt),ROW()+ROWS(Fuel2Opt))),ROW()-ROW(NBFuel2Opt)+1),COLUMN(Fuel2Opt),4)))","v":"District Cooling"},"District Heating",{"$f":"IF(ROW()-ROW(Fuel3Opt)+1>ROWS(NBFuel3Opt)-COUNTBLANK(Fuel3Opt),\"Scroll up\",INDIRECT(ADDRESS(SMALL((IF(Fuel3Opt<>\"\",ROW(Fuel3Opt),ROW()+ROWS(Fuel3Opt))),ROW()-ROW(NBFuel3Opt)+1),COLUMN(Fuel3Opt),4)))","v":"Waste Heat"}]
[null,null,2020,"2020-01-01","2020-12-31",null,null,null,"District Cooling",{"$f":"IF(ROW()-ROW(Fuel2Opt)+1>ROWS(NBFuel2Opt)-COUNTBLANK(Fuel2Opt),\"Scroll up\",INDIRECT(ADDRESS(SMALL((IF(Fuel2Opt<>\"\",ROW(Fuel2Opt),ROW()+ROWS(Fuel2Opt))),ROW()-ROW(NBFuel2Opt)+1),COLUMN(Fuel2Opt),4)))","v":"Waste Heat"},"District Cooling",{"$f":"IF(ROW()-ROW(Fuel3Opt)+1>ROWS(NBFuel3Opt)-COUNTBLANK(Fuel3Opt),\"Scroll up\",INDIRECT(ADDRESS(SMALL((IF(Fuel3Opt<>\"\",ROW(Fuel3Opt),ROW()+ROWS(Fuel3Opt))),ROW()-ROW(NBFuel3Opt)+1),COLUMN(Fuel3Opt),4)))","v":"Exported Heat"}]
[null,null,null,null,null,null,null,null,"Waste Heat",{"$f":"IF(ROW()-ROW(Fuel2Opt)+1>ROWS(NBFuel2Opt)-COUNTBLANK(Fuel2Opt),\"Scroll up\",INDIRECT(ADDRESS(SMALL((IF(Fuel2Opt<>\"\",ROW(Fuel2Opt),ROW()+ROWS(Fuel2Opt))),ROW()-ROW(NBFuel2Opt)+1),COLUMN(Fuel2Opt),4)))","v":"Exported Heat"},"Waste Heat",{"$f":"IF(ROW()-ROW(Fuel3Opt)+1>ROWS(NBFuel3Opt)-COUNTBLANK(Fuel3Opt),\"Scroll up\",INDIRECT(ADDRESS(SMALL((IF(Fuel3Opt<>\"\",ROW(Fuel3Opt),ROW()+ROWS(Fuel3Opt))),ROW()-ROW(NBFuel3Opt)+1),COLUMN(Fuel3Opt),4)))","v":"Other fuel"}]
[null,null,"BuildLoc",null,null,null,null,null,"Exported Heat",{"$f":"IF(ROW()-ROW(Fuel2Opt)+1>ROWS(NBFuel2Opt)-COUNTBLANK(Fuel2Opt),\"Scroll up\",INDIRECT(ADDRESS(SMALL((IF(Fuel2Opt<>\"\",ROW(Fuel2Opt),ROW()+ROWS(Fuel2Opt))),ROW()-ROW(NBFuel2Opt)+1),COLUMN(Fuel2Opt),4)))","v":"Other fuel"},"Exported Heat",{"$f":"IF(ROW()-ROW(Fuel3Opt)+1>ROWS(NBFuel3Opt)-COUNTBLANK(Fuel3Opt),\"Scroll up\",INDIRECT(ADDRESS(SMALL((IF(Fuel3Opt<>\"\",ROW(Fuel3Opt),ROW()+ROWS(Fuel3Opt))),ROW()-ROW(NBFuel3Opt)+1),COLUMN(Fuel3Opt),4)))","v":"Other thermal"}]
[null,null,"<Select>",null,null,null,null,null,"Other fuel",{"$f":"IF(ROW()-ROW(Fuel2Opt)+1>ROWS(NBFuel2Opt)-COUNTBLANK(Fuel2Opt),\"Scroll up\",INDIRECT(ADDRESS(SMALL((IF(Fuel2Opt<>\"\",ROW(Fuel2Opt),ROW()+ROWS(Fuel2Opt))),ROW()-ROW(NBFuel2Opt)+1),COLUMN(Fuel2Opt),4)))","v":"Other thermal"},"Other fuel",{"$f":"IF(ROW()-ROW(Fuel3Opt)+1>ROWS(NBFuel3Opt)-COUNTBLANK(Fuel3Opt),\"Scroll up\",INDIRECT(ADDRESS(SMALL((IF(Fuel3Opt<>\"\",ROW(Fuel3Opt),ROW()+ROWS(Fuel3Opt))),ROW()-ROW(NBFuel3Opt)+1),COLUMN(Fuel3Opt),4)))","v":"Scroll up"}]
[null,null,"Unknown",null,null,null,null,null,"Other thermal",{"$f":"IF(ROW()-ROW(Fuel2Opt)+1>ROWS(NBFuel2Opt)-COUNTBLANK(Fuel2Opt),\"Scroll up\",INDIRECT(ADDRESS(SMALL((IF(Fuel2Opt<>\"\",ROW(Fuel2Opt),ROW()+ROWS(Fuel2Opt))),ROW()-ROW(NBFuel2Opt)+1),COLUMN(Fuel2Opt),4)))","v":"Scroll up"},{"$f":"IF(OR(I146=L$128,I146=\"\"),\"\",I146)","v":"Other thermal"},{"$f":"IF(ROW()-ROW(Fuel3Opt)+1>ROWS(NBFuel3Opt)-COUNTBLANK(Fuel3Opt),\"Scroll up\",INDIRECT(ADDRESS(SMALL((IF(Fuel3Opt<>\"\",ROW(Fuel3Opt),ROW()+ROWS(Fuel3Opt))),ROW()-ROW(NBFuel3Opt)+1),COLUMN(Fuel3Opt),4)))","v":"Scroll up"}]
[null,null,"City Centre"]
[null,null,"Suburban"]
[null,null,"Business Park"]
[null,null,"Isolated",null,null,null,null,null,"Fuel 1",{"$f":"'B1- Tenant energy supplies'!E11","v":"Mains Electricity"},"Fuel 2",{"$f":"'B1- Tenant energy supplies'!G11","v":0}]
[null,null,"Other",null,null,null,null,null,"Fuel7Opt","NBFuel7Opt","Fuel8Opt","NBFuel8Opt"]
[null,null,null,null,null,null,null,null,{"$f":"IF(OR($N18=J$150,$N18=\"Scroll up\"),\"\",$N18)","v":""},{"$f":"IF(ROW()-ROW(Fuel7Opt)+1>ROWS(NBFuel7Opt)-COUNTBLANK(Fuel7Opt),\"Scroll up\",INDIRECT(ADDRESS(SMALL((IF(Fuel7Opt<>\"\",ROW(Fuel7Opt),ROW()+ROWS(Fuel7Opt))),ROW()-ROW(NBFuel7Opt)+1),COLUMN(Fuel7Opt),4)))","v":"District Electricity"},{"$f":"IF(OR(I152=L$128,I152=\"\"),\"\",I152)","v":""},{"$f":"IF(ROW()-ROW(Fuel8Opt)+1>ROWS(NBFuel8Opt)-COUNTBLANK(Fuel8Opt),\"Scroll up\",INDIRECT(ADDRESS(SMALL((IF(Fuel8Opt<>\"\",ROW(Fuel8Opt),ROW()+ROWS(Fuel8Opt))),ROW()-ROW(NBFuel8Opt)+1),COLUMN(Fuel8Opt),4)))","v":"District Electricity"}]
[null,null,null,null,null,null,null,null,"District Electricity",{"$f":"IF(ROW()-ROW(Fuel7Opt)+1>ROWS(NBFuel7Opt)-COUNTBLANK(Fuel7Opt),\"Scroll up\",INDIRECT(ADDRESS(SMALL((IF(Fuel7Opt<>\"\",ROW(Fuel7Opt),ROW()+ROWS(Fuel7Opt))),ROW()-ROW(NBFuel7Opt)+1),COLUMN(Fuel7Opt),4)))","v":"Exported Electricity"},"District Electricity",{"$f":"IF(ROW()-ROW(Fuel8Opt)+1>ROWS(NBFuel8Opt)-COUNTBLANK(Fuel8Opt),\"Scroll up\",INDIRECT(ADDRESS(SMALL((IF(Fuel8Opt<>\"\",ROW(Fuel8Opt),ROW()+ROWS(Fuel8Opt))),ROW()-ROW(NBFuel8Opt)+1),COLUMN(Fuel8Opt),4)))","v":"Exported Electricity"}]
[null,null,null,null,null,null,null,null,"Exported Electricity",{"$f":"IF(ROW()-ROW(Fuel7Opt)+1>ROWS(NBFuel7Opt)-COUNTBLANK(Fuel7Opt),\"Scroll up\",INDIRECT(ADDRESS(SMALL((IF(Fuel7Opt<>\"\",ROW(Fuel7Opt),ROW()+ROWS(Fuel7Opt))),ROW()-ROW(NBFuel7Opt)+1),COLUMN(Fuel7Opt),4)))","v":"Natural Gas"},"Exported Electricity",{"$f":"IF(ROW()-ROW(Fuel8Opt)+1>ROWS(NBFuel8Opt)-COUNTBLANK(Fuel8Opt),\"Scroll up\",INDIRECT(ADDRESS(SMALL((IF(Fuel8Opt<>\"\",ROW(Fuel8Opt),ROW()+ROWS(Fuel8Opt))),ROW()-ROW(NBFuel8Opt)+1),COLUMN(Fuel8Opt),4)))","v":"Oil"}]
[null,null,null,null,null,null,null,null,"Natural Gas",{"$f":"IF(ROW()-ROW(Fuel7Opt)+1>ROWS(NBFuel7Opt)-COUNTBLANK(Fuel7Opt),\"Scroll up\",INDIRECT(ADDRESS(SMALL((IF(Fuel7Opt<>\"\",ROW(Fuel7Opt),ROW()+ROWS(Fuel7Opt))),ROW()-ROW(NBFuel7Opt)+1),COLUMN(Fuel7Opt),4)))","v":"Oil"},"",{"$f":"IF(ROW()-ROW(Fuel8Opt)+1>ROWS(NBFuel8Opt)-COUNTBLANK(Fuel8Opt),\"Scroll up\",INDIRECT(ADDRESS(SMALL((IF(Fuel8Opt<>\"\",ROW(Fuel8Opt),ROW()+ROWS(Fuel8Opt))),ROW()-ROW(NBFuel8Opt)+1),COLUMN(Fuel8Opt),4)))","v":"LPG"}]
[null,null,null,null,null,null,null,null,"Oil",{"$f":"IF(ROW()-ROW(Fuel7Opt)+1>ROWS(NBFuel7Opt)-COUNTBLANK(Fuel7Opt),\"Scroll up\",INDIRECT(ADDRESS(SMALL((IF(Fuel7Opt<>\"\",ROW(Fuel7Opt),ROW()+ROWS(Fuel7Opt))),ROW()-ROW(NBFuel7Opt)+1),COLUMN(Fuel7Opt),4)))","v":"LPG"},"Oil",{"$f":"IF(ROW()-ROW(Fuel8Opt)+1>ROWS(NBFuel8Opt)-COUNTBLANK(Fuel8Opt),\"Scroll up\",INDIRECT(ADDRESS(SMALL((IF(Fuel8Opt<>\"\",ROW(Fuel8Opt),ROW()+ROWS(Fuel8Opt))),ROW()-ROW(NBFuel8Opt)+1),COLUMN(Fuel8Opt),4)))","v":"Coal"}]
[null,null,null,null,null,null,null,null,"LPG",{"$f":"IF(ROW()-ROW(Fuel7Opt)+1>ROWS(NBFuel7Opt)-COUNTBLANK(Fuel7Opt),\"Scroll up\",INDIRECT(ADDRESS(SMALL((IF(Fuel7Opt<>\"\",ROW(Fuel7Opt),ROW()+ROWS(Fuel7Opt))),ROW()-ROW(NBFuel7Opt)+1),COLUMN(Fuel7Opt),4)))","v":"Coal"},"LPG",{"$f":"IF(ROW()-ROW(Fuel8Opt)+1>ROWS(NBFuel8Opt)-COUNTBLANK(Fuel8Opt),\"Scroll up\",INDIRECT(ADDRESS(SMALL((IF(Fuel8Opt<>\"\",ROW(Fuel8Opt),ROW()+ROWS(Fuel8Opt))),ROW()-ROW(NBFuel8Opt)+1),COLUMN(Fuel8Opt),4)))","v":"Biomass"}]
[null,null,null,null,null,null,null,null,"Coal",{"$f":"IF(ROW()-ROW(Fuel7Opt)+1>ROWS(NBFuel7Opt)-COUNTBLANK(Fuel7Opt),\"Scroll up\",INDIRECT(ADDRESS(SMALL((IF(Fuel7Opt<>\"\",ROW(Fuel7Opt),ROW()+ROWS(Fuel7Opt))),ROW()-ROW(NBFuel7Opt)+1),COLUMN(Fuel7Opt),4)))","v":"Biomass"},"Coal",{"$f":"IF(ROW()-ROW(Fuel8Opt)+1>ROWS(NBFuel8Opt)-COUNTBLANK(Fuel8Opt),\"Scroll up\",INDIRECT(ADDRESS(SMALL((IF(Fuel8Opt<>\"\",ROW(Fuel8Opt),ROW()+ROWS(Fuel8Opt))),ROW()-ROW(NBFuel8Opt)+1),COLUMN(Fuel8Opt),4)))","v":"Biogas"}]
[null,null,null,null,null,null,null,null,"Biomass",{"$f":"IF(ROW()-ROW(Fuel7Opt)+1>ROWS(NBFuel7Opt)-COUNTBLANK(Fuel7Opt),\"Scroll up\",INDIRECT(ADDRESS(SMALL((IF(Fuel7Opt<>\"\",ROW(Fuel7Opt),ROW()+ROWS(Fuel7Opt))),ROW()-ROW(NBFuel7Opt)+1),COLUMN(Fuel7Opt),4)))","v":"Biogas"},"Biomass",{"$f":"IF(ROW()-ROW(Fuel8Opt)+1>ROWS(NBFuel8Opt)-COUNTBLANK(Fuel8Opt),\"Scroll up\",INDIRECT(ADDRESS(SMALL((IF(Fuel8Opt<>\"\",ROW(Fuel8Opt),ROW()+ROWS(Fuel8Opt))),ROW()-ROW(NBFuel8Opt)+1),COLUMN(Fuel8Opt),4)))","v":"Anthracite"}]
[null,null,null,null,null,null,null,null,"Biogas",{"$f":"IF(ROW()-ROW(Fuel7Opt)+1>ROWS(NBFuel7Opt)-COUNTBLANK(Fuel7Opt),\"Scroll up\",INDIRECT(ADDRESS(SMALL((IF(Fuel7Opt<>\"\",ROW(Fuel7Opt),ROW()+ROWS(Fuel7Opt))),ROW()-ROW(NBFuel7Opt)+1),COLUMN(Fuel7Opt),4)))","v":"Anthracite"},"Biogas",{"$f":"IF(ROW()-ROW(Fuel8Opt)+1>ROWS(NBFuel8Opt)-COUNTBLANK(Fuel8Opt),\"Scroll up\",INDIRECT(ADDRESS(SMALL((IF(Fuel8Opt<>\"\",ROW(Fuel8Opt),ROW()+ROWS(Fuel8Opt))),ROW()-ROW(NBFuel8Opt)+1),COLUMN(Fuel8Opt),4)))","v":"Smokeless Fuel"}]
[null,null,null,null,null,null,null,null,"Anthracite",{"$f":"IF(ROW()-ROW(Fuel7Opt)+1>ROWS(NBFuel7Opt)-COUNTBLANK(Fuel7Opt),\"Scroll up\",INDIRECT(ADDRESS(SMALL((IF(Fuel7Opt<>\"\",ROW(Fuel7Opt),ROW()+ROWS(Fuel7Opt))),ROW()-ROW(NBFuel7Opt)+1),COLUMN(Fuel7Opt),4)))","v":"Smokeless Fuel"},"Anthracite",{"$f":"IF(ROW()-ROW(Fuel8Opt)+1>ROWS(NBFuel8Opt)-COUNTBLANK(Fuel8Opt),\"Scroll up\",INDIRECT(ADDRESS(SMALL((IF(Fuel8Opt<>\"\",ROW(Fuel8Opt),ROW()+ROWS(Fuel8Opt))),ROW()-ROW(NBFuel8Opt)+1),COLUMN(Fuel8Opt),4)))","v":"District Heating"}]
[null,null,null,null,null,null,null,null,"Smokeless Fuel",{"$f":"IF(ROW()-ROW(Fuel7Opt)+1>ROWS(NBFuel7Opt)-COUNTBLANK(Fuel7Opt),\"Scroll up\",INDIRECT(ADDRESS(SMALL((IF(Fuel7Opt<>\"\",ROW(Fuel7Opt),ROW()+ROWS(Fuel7Opt))),ROW()-ROW(NBFuel7Opt)+1),COLUMN(Fuel7Opt),4)))","v":"District Heating"},"Smokeless Fuel",{"$f":"IF(ROW()-ROW(Fuel8Opt)+1>ROWS(NBFuel8Opt)-COUNTBLANK(Fuel8Opt),\"Scroll up\",INDIRECT(ADDRESS(SMALL((IF(Fuel8Opt<>\"\",ROW(Fuel8Opt),ROW()+ROWS(Fuel8Opt))),ROW()-ROW(NBFuel8Opt)+1),COLUMN(Fuel8Opt),4)))","v":"District Cooling"}]
[null,null,null,null,null,null,null,null,"District Heating",{"$f":"IF(ROW()-ROW(Fuel7Opt)+1>ROWS(NBFuel7Opt)-COUNTBLANK(Fuel7Opt),\"Scroll up\",INDIRECT(ADDRESS(SMALL((IF(Fuel7Opt<>\"\",ROW(Fuel7Opt),ROW()+ROWS(Fuel7Opt))),ROW()-ROW(NBFuel7Opt)+1),COLUMN(Fuel7Opt),4)))","v":"District Cooling"},"District Heating",{"$f":"IF(ROW()-ROW(Fuel8Opt)+1>ROWS(NBFuel8Opt)-COUNTBLANK(Fuel8Opt),\"Scroll up\",INDIRECT(ADDRESS(SMALL((IF(Fuel8Opt<>\"\",ROW(Fuel8Opt),ROW()+ROWS(Fuel8Opt))),ROW()-ROW(NBFuel8Opt)+1),COLUMN(Fuel8Opt),4)))","v":"Waste Heat"}]
[null,null,null,null,null,null,null,null,"District Cooling",{"$f":"IF(ROW()-ROW(Fuel7Opt)+1>ROWS(NBFuel7Opt)-COUNTBLANK(Fuel7Opt),\"Scroll up\",INDIRECT(ADDRESS(SMALL((IF(Fuel7Opt<>\"\",ROW(Fuel7Opt),ROW()+ROWS(Fuel7Opt))),ROW()-ROW(NBFuel7Opt)+1),COLUMN(Fuel7Opt),4)))","v":"Waste Heat"},"District Cooling",{"$f":"IF(ROW()-ROW(Fuel8Opt)+1>ROWS(NBFuel8Opt)-COUNTBLANK(Fuel8Opt),\"Scroll up\",INDIRECT(ADDRESS(SMALL((IF(Fuel8Opt<>\"\",ROW(Fuel8Opt),ROW()+ROWS(Fuel8Opt))),ROW()-ROW(NBFuel8Opt)+1),COLUMN(Fuel8Opt),4)))","v":"Exported Heat"}]
[null,null,null,null,null,null,null,null,"Waste Heat",{"$f":"IF(ROW()-ROW(Fuel7Opt)+1>ROWS(NBFuel7Opt)-COUNTBLANK(Fuel7Opt),\"Scroll up\",INDIRECT(ADDRESS(SMALL((IF(Fuel7Opt<>\"\",ROW(Fuel7Opt),ROW()+ROWS(Fuel7Opt))),ROW()-ROW(NBFuel7Opt)+1),COLUMN(Fuel7Opt),4)))","v":"Exported Heat"},"Waste Heat",{"$f":"IF(ROW()-ROW(Fuel8Opt)+1>ROWS(NBFuel8Opt)-COUNTBLANK(Fuel8Opt),\"Scroll up\",INDIRECT(ADDRESS(SMALL((IF(Fuel8Opt<>\"\",ROW(Fuel8Opt),ROW()+ROWS(Fuel8Opt))),ROW()-ROW(NBFuel8Opt)+1),COLUMN(Fuel8Opt),4)))","v":"Other fuel"}]
[null,null,null,null,null,null,null,null,"Exported Heat",{"$f":"IF(ROW()-ROW(Fuel7Opt)+1>ROWS(NBFuel7Opt)-COUNTBLANK(Fuel7Opt),\"Scroll up\",INDIRECT(ADDRESS(SMALL((IF(Fuel7Opt<>\"\",ROW(Fuel7Opt),ROW()+ROWS(Fuel7Opt))),ROW()-ROW(NBFuel7Opt)+1),COLUMN(Fuel7Opt),4)))","v":"Other fuel"},"Exported Heat",{"$f":"IF(ROW()-ROW(Fuel8Opt)+1>ROWS(NBFuel8Opt)-COUNTBLANK(Fuel8Opt),\"Scroll up\",INDIRECT(ADDRESS(SMALL((IF(Fuel8Opt<>\"\",ROW(Fuel8Opt),ROW()+ROWS(Fuel8Opt))),ROW()-ROW(NBFuel8Opt)+1),COLUMN(Fuel8Opt),4)))","v":"Other thermal"}]
[null,null,null,null,null,null,null,null,"Other fuel",{"$f":"IF(ROW()-ROW(Fuel7Opt)+1>ROWS(NBFuel7Opt)-COUNTBLANK(Fuel7Opt),\"Scroll up\",INDIRECT(ADDRESS(SMALL((IF(Fuel7Opt<>\"\",ROW(Fuel7Opt),ROW()+ROWS(Fuel7Opt))),ROW()-ROW(NBFuel7Opt)+1),COLUMN(Fuel7Opt),4)))","v":"Other thermal"},"Other fuel",{"$f":"IF(ROW()-ROW(Fuel8Opt)+1>ROWS(NBFuel8Opt)-COUNTBLANK(Fuel8Opt),\"Scroll up\",INDIRECT(ADDRESS(SMALL((IF(Fuel8Opt<>\"\",ROW(Fuel8Opt),ROW()+ROWS(Fuel8Opt))),ROW()-ROW(NBFuel8Opt)+1),COLUMN(Fuel8Opt),4)))","v":"Scroll up"}]
[null,null,null,null,null,null,null,null,"Other thermal",{"$f":"IF(ROW()-ROW(Fuel7Opt)+1>ROWS(NBFuel7Opt)-COUNTBLANK(Fuel7Opt),\"Scroll up\",INDIRECT(ADDRESS(SMALL((IF(Fuel7Opt<>\"\",ROW(Fuel7Opt),ROW()+ROWS(Fuel7Opt))),ROW()-ROW(NBFuel7Opt)+1),COLUMN(Fuel7Opt),4)))","v":"Scroll up"},{"$f":"IF(OR(I168=L$128,I168=\"\"),\"\",I168)","v":"Other thermal"},{"$f":"IF(ROW()-ROW(Fuel8Opt)+1>ROWS(NBFuel8Opt)-COUNTBLANK(Fuel8Opt),\"Scroll up\",INDIRECT(ADDRESS(SMALL((IF(Fuel8Opt<>\"\",ROW(Fuel8Opt),ROW()+ROWS(Fuel8Opt))),ROW()-ROW(NBFuel8Opt)+1),COLUMN(Fuel8Opt),4)))","v":"Scroll up"}]
[]
[]
[]
[null,null,null,null,null,null,null,null,null," "]
[]
[]
[]
[]
[]
[]
[]
[]
[]
[]
[]
[]
[]
[]
[]
[]
[]
[]
[]
[]
[]
[]
[]
[null,null,"QA indicators"]
[]
[null,null,"Value","result","Score"]
[null,null,"GIA",{"$f":"'A - General Information'!#REF!","v":{"$error":"#REF!"}},{"$f":"IF(ISNA(VLOOKUP(D199,$I$20:$J$25,2,FALSE)),5,VLOOKUP(D199,$I$20:$J$25,2,FALSE))","v":{"$error":"#REF!"}}]
[null,null,"NLA",{"$f":"'A - General Information'!#REF!","v":{"$error":"#REF!"}},{"$f":"IF(ISNA(VLOOKUP(D200,$I$20:$J$25,2,FALSE)),5,VLOOKUP(D200,$I$20:$J$25,2,FALSE))","v":{"$error":"#REF!"}}]
[null,null,"Electricity readings",{"$f":"'B- Landlord''s services '!E23","v":"N/A"},5]
[null,null,"Fuel A reads",{"$f":"'B- Landlord''s services '!G23","v":"N/A"},5]
[null,null,"Fuel B reads",{"$f":"'B- Landlord''s services '!I23","v":"N/A"},5]
[null,null,"Fuel C reads",{"$f":"'C - Additional Energy Data'!G24","v":"N/A"},5]
[null,null,"Fuel D reads",{"$f":"'C - Additional Energy Data'!I24","v":"N/A"},5]
[null,null,"Fuel E reads",{"$f":"'C - Additional Energy Data'!K24","v":"N/A"},5]
[null,null,"Renewables 1 reas",{"$f":"'C - Additional Energy Data'!G43","v":0},5]
[null,null,"Renewables 2 read",{"$f":"'C - Additional Energy Data'!I43","v":"N/A"},5]
[null,null,"Renewables 3 read",{"$f":"'C - Additional Energy Data'!K43","v":"N/A"},5]
[null,null,"Sub meter 1",{"$f":"'E - Additions and subtractions'!X54","v":""},5]
[null,null,"Sub meter 2",{"$f":"'E - Additions and subtractions'!X55","v":""},5]
[null,null,"Sub meter 3",{"$f":"'E - Additions and subtractions'!X56","v":""},5]
[null,null,"Sub meter 4",{"$f":"'E - Additions and subtractions'!X57","v":""},5]
[null,null,"Sub meter 5",{"$f":"'E - Additions and subtractions'!X58","v":""},5]
[null,null,"Sub meter 6",{"$f":"'E - Additions and subtractions'!X59","v":""},5]
[null,null,"Sub meter 7",{"$f":"'E - Additions and subtractions'!X60","v":""},5]
[null,null,"Sub meter 8",{"$f":"'E - Additions and subtractions'!X61","v":""},5,null,null,null,null,null,null,null,null,null,null,null,null,null,null,null,null,null,null,"Unknown"]
[null,null,"Sub meter 9",{"$f":"'E - Additions and subtractions'!X62","v":""},5,null,null,null,null,null,null,null,null,null,null,null,null,null,null,null,null,null,null,"None"]
[null,null,"Sub meter 10",{"$f":"'E - Additions and subtractions'!X63","v":""},5,null,null,null,null,null,null,null,null,null,null,null,null,null,null,null,null,null,null,"From Electric Boiler"]
[null,null,"Sub meter 11",{"$f":"'E - Additions and subtractions'!X64","v":""},5,null,null,null,null,null,null,null,null,null,null,null,null,null,null,null,null,null,null,"From Heating Boiler"]
[null,null,"Sub meter 12",{"$f":"'E - Additions and subtractions'!X65","v":""},5,null,null,null,null,null,null,null,null,null,null,null,null,null,null,null,null,null,null,"From Independent Boiler"]
[null,null,"Sub meter 13",{"$f":"'E - Additions and subtractions'!X66","v":""},5]
[null,null,"Sub meter 14",{"$f":"'E - Additions and subtractions'!X67","v":""},5,null,null,null,null,null,null,null,null,null,null,null,null,null,null,null,null,null,null,"Unknown"]
[null,null,"Sub meter 15",{"$f":"'E - Additions and subtractions'!X68","v":""},5,null,null,null,null,null,null,null,null,null,null,null,null,null,null,null,null,null,null,"Not included"]
[null,null,"Sub meter 16",{"$f":"'E - Additions and subtractions'!X69","v":""},5,null,null,null,null,null,null,null,null,null,null,null,null,null,null,null,null,null,null,"Included"]
[null,null,"Sub meter 17",{"$f":"'E - Additions and subtractions'!X70","v":""},5]
[null,null,"Sub meter 18",{"$f":"'E - Additions and subtractions'!X71","v":""},5]
[null,null,"Sub meter 19",{"$f":"'E - Additions and subtractions'!X72","v":""},5]
[null,null,"Sub meter 20",{"$f":"'E - Additions and subtractions'!X73","v":""},5]
[null,null,"Sub meter 21",{"$f":"'E - Additions and subtractions'!#REF!","v":{"$error":"#REF!"}},{"$error":"#REF!"}]
[null,null,"Sub meter 22",{"$f":"'E - Additions and subtractions'!#REF!","v":{"$error":"#REF!"}},{"$error":"#REF!"}]
[null,null,"Sub meter 23",{"$f":"'E - Additions and subtractions'!#REF!","v":{"$error":"#REF!"}},{"$error":"#REF!"}]
[null,null,"Sub meter 24",{"$f":"'E - Additions and subtractions'!#REF!","v":{"$error":"#REF!"}},{"$error":"#REF!"}]
[null,null,"Sub meter 25",{"$f":"'E - Additions and subtractions'!#REF!","v":{"$error":"#REF!"}},{"$error":"#REF!"}]
[null,null,"Sub meter 26",{"$f":"'E - Additions and subtractions'!#REF!","v":{"$error":"#REF!"}},{"$error":"#REF!"}]
[null,null,"Sub meter 27",{"$f":"'E - Additions and subtractions'!#REF!","v":{"$error":"#REF!"}},{"$error":"#REF!"}]
[null,null,"Sub meter 28",{"$f":"'E - Additions and subtractions'!#REF!","v":{"$error":"#REF!"}},{"$error":"#REF!"}]
[null,null,"Sub meter 29",{"$f":"'E - Additions and subtractions'!#REF!","v":{"$error":"#REF!"}},{"$error":"#REF!"}]
[null,null,"Sub meter 30",{"$f":"'E - Additions and subtractions'!#REF!","v":{"$error":"#REF!"}},{"$error":"#REF!"}]
[null,null,"Sub meter 31",{"$f":"'E - Additions and subtractions'!#REF!","v":{"$error":"#REF!"}},{"$error":"#REF!"}]
[null,null,"Sub meter 32",{"$f":"'E - Additions and subtractions'!#REF!","v":{"$error":"#REF!"}},{"$error":"#REF!"}]
[null,null,"Sub meter 33",{"$f":"'E - Additions and subtractions'!#REF!","v":{"$error":"#REF!"}},{"$error":"#REF!"}]
[null,null,"Sub meter 34",{"$f":"'E - Additions and subtractions'!#REF!","v":{"$error":"#REF!"}},{"$error":"#REF!"}]
[null,null,"Sub meter 35",{"$f":"'E - Additions and subtractions'!#REF!","v":{"$error":"#REF!"}},{"$error":"#REF!"}]
[null,null,"Sub meter 36",{"$f":"'E - Additions and subtractions'!#REF!","v":{"$error":"#REF!"}},{"$error":"#REF!"}]
[null,null,"Sub meter 37",{"$f":"'E - Additions and subtractions'!#REF!","v":{"$error":"#REF!"}},{"$error":"#REF!"}]
[null,null,"Sub meter 38",{"$f":"'E - Additions and subtractions'!#REF!","v":{"$error":"#REF!"}},{"$error":"#REF!"}]
[null,null,"Sub meter 39",{"$f":"'E - Additions and subtractions'!#REF!","v":{"$error":"#REF!"}},{"$error":"#REF!"}]
[null,null,"Sub meter 40",{"$f":"'E - Additions and subtractions'!#REF!","v":{"$error":"#REF!"}},{"$error":"#REF!"}]
[null,null,"Sep1 area",{"$f":"'D - Separable Energy Uses'!G101","v":{"$error":"#N/A"}},5]
[null,null,"Sep1 energy",{"$f":"'D - Separable Energy Uses'!G103","v":{"$error":"#N/A"}},5]
[null,null,"Sep 2 area",{"$f":"'D - Separable Energy Uses'!I101","v":"N/A"},5]
[null,null,"Sep 2 energy",{"$f":"'D - Separable Energy Uses'!I103","v":"N/A"},5]
[null,null,"Sep 3 area",{"$f":"'D - Separable Energy Uses'!K101","v":"N/A"},5]
[null,null,"Sep 3 energy",{"$f":"'D - Separable Energy Uses'!K103","v":"N/A"},5]
[null,null,"Total score completed ",null,{"$f":"SUMIF(E199:E255,\"<5\",E199:E255)","v":0}]
[null,null,"Total number completed",null,{"$f":"COUNTIF(E199:E255,\"<5\")","v":0}]
[null,null,"Average",null,{"$f":"E256/E257","v":{"$error":"#DIV/0!"}}]
[null,null,"Minimum ",null,{"$f":"MIN(E199:E255)","v":{"$error":"#REF!"}}]

{"sheet":"Additional Information","index":15,"n_rows":0,"n_cols":0,"rows_kept":0,"cut":false,"hidden":true,"merged":[[51,0,51,2],[19,0,19,2],[21,0,21,2],[40,0,40,2],[50,0,50,2],[0,0,0,2],[18,0,18,2],[12,0,12,2],[14,0,14,2],[13,0,13,2],[3,0,3,2],[16,0,16,2]]}